## Disclaimer
Disclaimer
This generation outcomes workbook contains data provided by or collected from third parties,
and conclusions, opinions, assumptions or forecasts that are based on that data.
AEMO has made every effort to ensure the quality of the information in this workbook but cannot guarantee
that the information, forecasts and assumptions in it are accurate, complete or appropriate for your
circumstances. This generation outcomes workbook does not include all of the information that an investor,
participant or potential participant in the electricity or gas market might require, and does not amount to a
recommendation of any investment.
Anyone proposing to use the information in this workbook should independently verify and check its
accuracy, completeness and suitability for purpose, and obtain independent and specific advice from
appropriate experts.
This dataset or the information in it may be subsequently updated or amended. This work does
not constitute legal or business advice, and should not be relied on as a substitute for obtaining detailed
legal advice about the National Electricity Law, the National Electricity Rules, or any other applicable
laws, procedures or policies.
Accordingly, to the maximum extent permitted by law, AEMO and its officers, employees and
consultants involved in the preparation of this document:
• make no representation or warranty, express or implied, as to the currency, accuracy, reliability or
completeness of the information in this workbook; and
• are not liable (whether by reason of negligence or otherwise) for any statements, opinions,
information or other matters contained in or derived from this publication, or any omissions from it,
or in respect of a person’s use of the information in this workbook.

## Index
2020 ISP Comparison Workbook
Version History
Version Number | Description
v1.0 | Initial release
About
This workbook presents the data and comparison for the below cases for the 2020 ISP. For a complete description of the scenarios and sensitivities, please see the 2020 ISP report.
Case 1 | Fast Change (Counterfactual)
Case 2 | Fast Change (DP8)
Index Table
Tab Name | Content Description
Summary_1 | Summary (calculated) of Case 1
Summary_2 | Summary (calculated) of Case 2
Comparison 1 vs 2 | Summary (calculated) of the comparison of Case 1 versus Case 2
Capacity_1 | Installed capacity by technology (for each case)
Capacity_2
Retirements_1 | Coal retirement data (for each case)
Retirements_2
Generation_1 | Annual as-generated generation by technology (for each case)
Generation_2
StorageCapacity_1 | Installed capacity of storage (for each case)
StorageCapacity_2
StorageGeneration_1 | Generation of storage (for each case)
StorageGeneration_2
DispatchableCapacity_1 | Dispatchable capacity built (for each case)
DispatchableCapacity_2
REZCapacity_1 | Installed capacity by REZ and technology (for each case)
REZCapacity_2
REZGeneration_1 | Annual as-generated generation by REZ and technology (for each case)
REZGeneration_2
VOMCost_1 | Additional cost for running units by technology (for each case)
VOMCost_2
FOMCost_1 | Annual fixed cost for keeping plants in service by technology (for each case)
FOMCost_2
FuelCost_1 | Fuel costs by technology (for each case)
FuelCost_2
BuildCost_1 | New generation build cost by technology (for each case)
BuildCost_2
RehabCost_1 | Rehabilitation cost by technology (for each case)
RehabCost_2
DSPCost_1 | DSP and USE cost by region (for each case)
DSPCost_2
REZTxCost_1 | REZ transmission expansion cost by region (for each case)
REZTxCost_2
ICTxCost_1 | Interconnector cost by augmentation and by region (for each case)
ICTxCost_2

## Summary_1
Case 1 Summary - Fast Change (Counterfactual)
Notes
1. The discount rate used for calculation is 5.9%
NEM discounted total system costs by year
Select region | NEM
|  | Real June 2019 dollars ($m) | NPV | 2021-22 | 2022-23 | 2023-24 | 2024-25 | 2025-26 | 2026-27 | 2027-28 | 2028-29 | 2029-30 | 2030-31 | 2031-32 | 2032-33 | 2033-34 | 2034-35 | 2035-36 | 2036-37 | 2037-38 | 2038-39 | 2039-40 | 2040-41 | 2041-42
|  | Capex | 24443.0189 | 0 | 236.864 | 352.4304 | 581.7298 | 712.2919 | 897.0391 | 1556.117 | 1750.7745 | 1832.1581 | 2435.588 | 3227.2916 | 3430.5192 | 3575.0054 | 3653.3636 | 4371.5171 | 4700.8512 | 5836.3288 | 5861.4357 | 5982.2767 | 6198.2581 | 6256.8372
|  | FOM | 33383.4864 | 3663.363 | 3462.9363 | 2789.4823 | 3865.7509 | 3369.7877 | 3315.9862 | 2606.6722 | 2586.4559 | 2543.0071 | 3204.8551 | 2840.3336 | 3056.4698 | 2502.1025 | 2503.4874 | 2907.7491 | 3214.9375 | 3647.2696 | 3756.1462 | 3479.1169 | 4075.1341 | 2767.1392
|  | Fuel | 32391.4953 | 2433.3812 | 2400.359 | 2445.7792 | 2264.3373 | 2159.6059 | 2175.2284 | 2573.5621 | 2391.049 | 2406.7214 | 2675.6908 | 2509.9482 | 3725.8264 | 3805.008 | 3664.2463 | 3801.6035 | 4029.5277 | 5300.0673 | 4747.4457 | 5052.0492 | 5582.709 | 5478.3272
|  | VOM | 7754.8225 | 760.7134 | 734.6894 | 729.853 | 728.2218 | 699.8424 | 706.8569 | 674.2836 | 688.9003 | 691.2043 | 678.5804 | 669.2953 | 724.5252 | 731.3619 | 737.4945 | 754.8111 | 767.6508 | 798.0156 | 810.9531 | 837.6942 | 851.9871 | 847.4487
|  | REZ | 0 | 0 | 0 | 0 | 0 | 0 | 0 | 0 | 0 | 0 | 0 | 0 | 0 | 0 | 0 | 0 | 0 | 0 | 0 | 0 | 0 | 0
|  | DSP+USE | 201.3215 | 2.2983 | 0.67189 | 6.6783 | 12.4206 | 25.0908 | 11.2792 | 9.0535 | 16.733 | 25.469 | 13.2597 | 21.5886 | 15.9576 | 25.1475 | 28.4477 | 19.3193 | 45.2867 | 22.0083 | 41.1775 | 59.008 | 48.175 | 42.4764
|  | Rehab | 1848.4989 | 0 | 112.9713 | 495.1639 | 45.5136 | 107.2821 | 315.3444 | 268.2053 | 164.6313 | 57.8832 | 299.1983 | 340.5395 | 244.7834 | 24.165 | 5.3489 | 445.6373 | 208.0623 | 266.2325 | 0 | 105.0897 | 7.8964 | 0
|  | Interconnectors | 157.5471 | 0 | 16.181 | 16.181 | 16.181 | 16.181 | 16.181 | 16.181 | 16.181 | 16.181 | 16.181 | 16.181 | 16.181 | 16.181 | 16.181 | 16.181 | 16.181 | 16.181 | 16.181 | 16.181 | 16.181 | 16.181
|  | NPV and annual costs | 100180.1907 | 6859.7559 | 6964.6729 | 6835.5681 | 7514.155 | 7090.0818 | 7437.9152 | 7704.0746 | 7614.7249 | 7572.6241 | 9323.3531 | 9625.1777 | 11214.2626 | 10678.9714 | 10608.5693 | 12316.8185 | 12982.4972 | 15886.1031 | 15233.3391 | 15531.4157 | 16780.3407 | 15408.4097
*Net present value as at 1 July 2019
Note: DSP may include unserved energy below the current reliability standard
NEM capacity by year
Select region | NEM
|  | Capacity (MW) | 2021-22 | 2022-23 | 2023-24 | 2024-25 | 2025-26 | 2026-27 | 2027-28 | 2028-29 | 2029-30 | 2030-31 | 2031-32 | 2032-33 | 2033-34 | 2034-35 | 2035-36 | 2036-37 | 2037-38 | 2038-39 | 2039-40 | 2040-41 | 2041-42
|  | Black Coal | 18336 | 17861 | 14986 | 14706 | 14046 | 12666 | 12666 | 11966 | 11966 | 10586 | 9241 | 7801 | 7801 | 7801 | 5746 | 5046 | 3896 | 3896 | 3896 | 3896 | 3896
|  | Brown Coal | 4820 | 4820 | 4820 | 4820 | 4820 | 4260 | 2610 | 2610 | 2260 | 1910 | 1160 | 1160 | 1160 | 1160 | 1160 | 580 | 580 | 580 | 580 | 580 | 580
|  | CCGT | 4285.9 | 4045.9 | 3865.9 | 3865.9 | 3865.9 | 3865.9 | 3865.9 | 3480.9 | 3480.9 | 3480.9 | 3480.9 | 3480.9 | 3480.9 | 3480.9 | 2680.9 | 2680.9 | 2151.9 | 2151.9 | 1508.5 | 1508.5 | 1508.5
|  | Peaking Gas+Liquids | 6812.873 | 6812.873 | 6812.873 | 7565.4073 | 7565.4073 | 8205.3036 | 8281.0685 | 8518.8324 | 8734.0344 | 8624.9008 | 10397.6572 | 11038.7696 | 10668.581 | 11183.7849 | 11053.7849 | 12181.0245 | 13627.2419 | 13742.2593 | 13471.4004 | 13351.4004 | 14019.32
|  | Hydro | 6906.5 | 6906.5 | 6906.5 | 6906.5 | 6906.5 | 6906.5 | 6906.5 | 6906.5 | 6906.5 | 6906.5 | 6906.5 | 6906.5 | 6906.5 | 6906.5 | 6906.5 | 6906.5 | 6820.1 | 6820.1 | 6820.1 | 6820.1 | 6820.1
|  | Dispatchable Storage | 1362.6772 | 1408.8796 | 1437.7073 | 3509.414 | 3816.451 | 4327.5513 | 5511.8428 | 6569.5586 | 7089.1438 | 7770.0603 | 8755.7289 | 9065.2013 | 9763.9559 | 10031.7082 | 11479.6846 | 12416.3906 | 13437.9496 | 13803.0831 | 14236.0843 | 14388.9792 | 14564.6765
|  | Behind the Meter Storage | 394.0158 | 502.3282 | 645.4006 | 845.2153 | 1006.4745 | 1122.1592 | 1242.6668 | 1362.5452 | 1487.7265 | 1484.0132 | 1467.8617 | 1403.4351 | 1352.4704 | 1340.275 | 1377.8226 | 1418.0857 | 1461.0908 | 1531.8096 | 1610.9029 | 1636.8825 | 1661.0009
|  | Wind | 9005.458 | 10092.658 | 10893.658 | 11893.658 | 12052.5829 | 12312.3829 | 14435.6967 | 14854.4245 | 15099.2445 | 17946.7015 | 21355.0634 | 21993.6826 | 22083.3417 | 22083.3417 | 26193.3417 | 27353.3417 | 29408.1139 | 29408.1139 | 29587.5477 | 29869.3261 | 29869.3261
|  | Solar | 5151.711 | 5941.711 | 5941.711 | 5941.711 | 6955.3985 | 7476.6727 | 10748.6633 | 10848.6633 | 10848.6633 | 12752.7107 | 13710.147 | 13912.6755 | 13950.1183 | 13950.1183 | 13950.1183 | 13950.1183 | 13950.1183 | 13950.1183 | 13950.1183 | 13950.1183 | 13950.1183
|  | Distributed PV | 13358.6513 | 14778.5458 | 15788.7095 | 17313.8568 | 17570.1087 | 17811.5834 | 18051.264 | 18411.2034 | 18678.3949 | 18919.3935 | 19209.2685 | 19804.1545 | 20545.8244 | 21687.6239 | 23486.8983 | 24366.3757 | 25175.6938 | 25819.9781 | 26440.3491 | 27609.8691 | 28791.9392
|  | Dispatchable Capacity | 43005.9448 | 42379.0613 | 39392.534 | 41978.0982 | 41662.479 | 40914.9766 | 40565.0319 | 40821.1488 | 41249.8075 | 40135.2254 | 40844.7184 | 40397.6116 | 40768.7362 | 41600.1002 | 40107.6812 | 40941.8125 | 41695.8679 | 42225.1765 | 41798.713 | 41884.5362 | 42780.9705
|  | DSP | 481.9947 | 523.9087 | 563.5537 | 604.8769 | 642.2207 | 683.7217 | 723.7206 | 769.3578 | 813.2293 | 856.8643 | 902.9323 | 945.2407 | 987.7993 | 1036.2071 | 1080.8117 | 1130.9974 | 1182.6764 | 1231.8342 | 1286.6284 | 1339.5566 | 1392.374
NEM generation by year
Select region | NEM
|  | As-generated generation (GWh) | 2021-22 | 2022-23 | 2023-24 | 2024-25 | 2025-26 | 2026-27 | 2027-28 | 2028-29 | 2029-30 | 2030-31 | 2031-32 | 2032-33 | 2033-34 | 2034-35 | 2035-36 | 2036-37 | 2037-38 | 2038-39 | 2039-40 | 2040-41 | 2041-42
|  | Black Coal | 95729.2109 | 92128.8664 | 87907.3127 | 80616.6414 | 77726.7327 | 77761.8206 | 82540.6231 | 80174.6026 | 81203.3806 | 69979.5498 | 60759.6187 | 50229.6314 | 52032.9245 | 51656.4882 | 31453.5199 | 29344.3038 | 25685.4647 | 25785.4386 | 26319.9297 | 25875.1399 | 25808.8526
|  | Brown Coal | 31398.7651 | 32567.8576 | 32412.1906 | 31506.1106 | 30500.1117 | 27079.744 | 17422.5717 | 16441.9529 | 14374.3546 | 12137.0712 | 6531.7347 | 7102.1389 | 7292.1713 | 6713.2694 | 5144.7076 | 2332.6196 | 2429.5416 | 2037.2889 | 2513.7932 | 2553.7775 | 2321.3639
|  | CCGT | 3133.6998 | 3119.3162 | 2952.6864 | 3059.6236 | 2785.7687 | 2917.6015 | 4917.7057 | 2932.6041 | 3336.305 | 8728.6438 | 8746.6929 | 12115.0784 | 12511.9351 | 12443.8463 | 14284.5572 | 14991.2304 | 13774.0904 | 13871.0637 | 11069.848 | 11125.7377 | 11176.7912
|  | Peaking Gas+Liquids | 113.3938 | 96.0282 | 180.1903 | 226.4282 | 208.0835 | 251.227 | 522.8039 | 335.5492 | 306.8722 | 1520.0001 | 1988.8529 | 10175.4251 | 10528.51 | 9675.468 | 13630.8439 | 15288.0868 | 24836.4147 | 21356.2065 | 25441.3873 | 28902.7154 | 28037.4664
|  | Hydro | 16142.8201 | 13392.2324 | 13315.2393 | 16342.4165 | 14064.6515 | 16166.1296 | 9866.8817 | 16177.5694 | 15952.7699 | 12076.6356 | 13574.3477 | 13143.399 | 12613.545 | 14847.0755 | 13565.24 | 14046.6087 | 9057.7612 | 14924.1116 | 14121.4884 | 11281.0455 | 11990.237
|  | Dispatchable Storage | 255.1795 | 315.4827 | 541.2589 | 656.663 | 1650.5726 | 2561.4524 | 6683.3046 | 7128.6677 | 7688.9936 | 7987.3834 | 9580.5501 | 8272.5035 | 8498.2693 | 8940.012 | 9941.7564 | 10621.5384 | 11050.1404 | 10697.5073 | 10547.7223 | 10234.0057 | 9745.6736
|  | Behind the Meter Storage | 281.915 | 357.5927 | 455.3255 | 542.4078 | 608.9948 | 686.6335 | 761.6827 | 835.8408 | 910.5863 | 952.0312 | 961.5196 | 948.7652 | 926.426 | 924.7293 | 947.8343 | 1004.0217 | 1058.4106 | 1107.0167 | 1153.8278 | 1197.0289 | 1223.1965
|  | Wind | 29171.4257 | 30152.7362 | 33774.8587 | 37425.4895 | 40059.1348 | 40707.0803 | 44805.8021 | 47141.3422 | 48410.6799 | 55692.4041 | 67507.3704 | 65606.8038 | 65878.2856 | 67199.1607 | 83157.7184 | 86085.711 | 87588.6303 | 91174.4615 | 90110.5016 | 90667.045 | 91935.5333
|  | Solar | 12774.5275 | 15384.0507 | 14970.4559 | 14849.7918 | 17924.4342 | 19506.6567 | 26634.1658 | 23499.1841 | 24672.825 | 29551.7199 | 32255.1523 | 33940.1025 | 32963.0461 | 32660.1854 | 33892.5462 | 33829.443 | 33991.8985 | 29908.7332 | 31338.7161 | 32063.742 | 32809.3566
|  | Distributed PV | 17784.7766 | 20058.395 | 21894.0052 | 23722.5394 | 24972.361 | 25383.8801 | 25835.3235 | 26293.9157 | 26769.9134 | 27217.3241 | 27726.3949 | 28395.6879 | 29360.0301 | 30715.1867 | 32815.698 | 34656.5002 | 35843.9757 | 36910.18 | 37915.2417 | 39169.5019 | 40807.3157
Load (GWh)
|  | Dispatchable Storage Load | -308.8966 | -493.0055 | -874.5433 | -1038.5996 | -2292.4918 | -3472.7083 | -9346.0379 | -9082.0306 | -9835.1843 | -10169.7663 | -12324.5581 | -10684.2181 | -10814.2911 | -11400.7986 | -13060.4648 | -13877.077 | -14226.7529 | -13763.4374 | -13478.9837 | -12879.3051 | -12307.4542
|  | Behind the Meter Storage Load | -331.5075 | -420.4628 | -535.2135 | -637.8903 | -716.0229 | -807.2298 | -895.6011 | -982.6564 | -1070.8878 | -1119.3454 | -1130.7209 | -1115.6663 | -1089.0954 | -1087.5863 | -1114.4777 | -1180.4461 | -1244.6228 | -1301.6453 | -1357.0741 | -1407.5154 | -1438.5165
|  | DSP | 0.15635 | 0.045707 | 0.27914 | 0.83603 | 1.2377 | 0.76729 | 0.61588 | 1.1383 | 1.7326 | 0.88709 | 1.4686 | 1.0856 | 1.7107 | 1.9352 | 1.3142 | 3.0807 | 1.4972 | 2.8012 | 4.0141 | 3.2772 | 2.8896
NEM generation by technology type
Select region | NEM
|  | As-generated generation (GWh) | 2021-22: 2021-22; 2022-23: 2031-32; 2023-24: 2041-42
|  | Black Coal | 2021-22: 95729.2109; 2022-23: 60759.6187; 2023-24: 25808.8526
|  | Brown Coal | 2021-22: 31398.7651; 2022-23: 6531.7347; 2023-24: 2321.3639
|  | CCGT | 2021-22: 3133.6998; 2022-23: 8746.6929; 2023-24: 11176.7912
|  | Peaking Gas+Liquids | 2021-22: 113.3938; 2022-23: 1988.8529; 2023-24: 28037.4664
|  | Hydro | 2021-22: 16142.8201; 2022-23: 13574.3477; 2023-24: 11990.237
|  | Dispatchable Storage | 2021-22: 255.1795; 2022-23: 9580.5501; 2023-24: 9745.6736
|  | Behind the Meter Storage | 2021-22: 281.915; 2022-23: 961.5196; 2023-24: 1223.1965
|  | Wind | 2021-22: 29171.4257; 2022-23: 67507.3704; 2023-24: 91935.5333
|  | Solar | 2021-22: 12774.5275; 2022-23: 32255.1523; 2023-24: 32809.3566
|  | Distributed PV | 2021-22: 17784.7766; 2022-23: 27726.3949; 2023-24: 40807.3157
Load (GWh)
|  | Dispatchable Storage Load | 2021-22: -308.8966; 2022-23: -12324.5581; 2023-24: -12307.4542
|  | Behind the Meter Storage Load | 2021-22: -331.5075; 2022-23: -1130.7209; 2023-24: -1438.5165
|  | DSP | 2021-22: 0.15635; 2022-23: 1.4686; 2023-24: 2.8896
NEM storage capacity by year
Select region | NEM
|  | Capacity (MW) | 2021-22 | 2022-23 | 2023-24 | 2024-25 | 2025-26 | 2026-27 | 2027-28 | 2028-29 | 2029-30 | 2030-31 | 2031-32 | 2032-33 | 2033-34 | 2034-35 | 2035-36 | 2036-37 | 2037-38 | 2038-39 | 2039-40 | 2040-41 | 2041-42
|  | Shallow Storage | 552.6772 | 578.8796 | 607.7073 | 639.414 | 754.0232 | 963.2955 | 1244.5842 | 1607.3425 | 2067.0522 | 2425.0016 | 3100.0868 | 3359.6123 | 3537.2765 | 3753.8184 | 4087.1161 | 4381.7629 | 4648.4349 | 4917.8113 | 5300.7574 | 5453.6523 | 5605.2369
|  | Medium Storage | 810 | 830 | 830 | 830 | 1022.4277 | 1253.8224 | 2156.8252 | 2851.7827 | 2911.6582 | 3234.6254 | 3489.8591 | 3539.8059 | 3944.4294 | 3964.5203 | 4431.1139 | 5073.1731 | 5477.3071 | 5477.3071 | 5477.3071 | 5477.3071 | 5501.4197
|  | Deep Storage | 0 | 0 | 0 | 2040 | 2040 | 2040 | 2040 | 2040 | 2040 | 2040 | 2095.3496 | 2095.3496 | 2120.2104 | 2120.2104 | 2768.2955 | 2768.2955 | 3119.0484 | 3214.8056 | 3264.8607 | 3264.8607 | 3264.8607
|  | Behind the Meter Storage | 394.0158 | 502.3282 | 645.4006 | 845.2153 | 1006.4745 | 1122.1592 | 1242.6668 | 1362.5452 | 1487.7265 | 1484.0132 | 1467.8617 | 1403.4351 | 1352.4704 | 1340.275 | 1377.8226 | 1418.0857 | 1461.0908 | 1531.8096 | 1610.9029 | 1636.8825 | 1661.0009
NEM storage generation by year
Select region | NEM
|  | As-generated generation (GWh) | 2021-22 | 2022-23 | 2023-24 | 2024-25 | 2025-26 | 2026-27 | 2027-28 | 2028-29 | 2029-30 | 2030-31 | 2031-32 | 2032-33 | 2033-34 | 2034-35 | 2035-36 | 2036-37 | 2037-38 | 2038-39 | 2039-40 | 2040-41 | 2041-42
|  | Shallow Storage | 245.7033 | 258.8422 | 269.1468 | 276.1574 | 395.327 | 564.5358 | 772.5431 | 1011.6079 | 1327.7117 | 1567.4645 | 1930.5851 | 1932.229 | 1958.3636 | 2125.5764 | 2284.001 | 2433.5127 | 2353.8758 | 2331.5134 | 2457.9176 | 2586.5657 | 2579.7749
|  | Medium Storage | 9.4762 | 56.6405 | 272.1121 | 242.299 | 423.6239 | 821.1323 | 2607.2548 | 3440.0569 | 3678.5894 | 4364.6215 | 4779.69 | 4652.5826 | 4992.5159 | 5186.3078 | 4547.3044 | 5262.2296 | 5657.428 | 4907.3439 | 4936.7251 | 4719.0516 | 4506.82
|  | Deep Storage | 0 | 0 | 0 | 138.2066 | 831.6217 | 1109.8088 | 3229.9767 | 2611.3696 | 2615.0599 | 1990.9478 | 2805.7545 | 1638.5594 | 1448.4644 | 1505.1783 | 2985.321 | 2806.3961 | 2944.0249 | 3368.9615 | 3077.7672 | 2853.7785 | 2591.5794
|  | Behind the Meter Storage | 281.915 | 357.5927 | 455.3255 | 542.4078 | 608.9948 | 686.6335 | 761.6827 | 835.8408 | 910.5863 | 952.0312 | 961.5196 | 948.7652 | 926.426 | 924.7293 | 947.8343 | 1004.0217 | 1058.4106 | 1107.0167 | 1153.8278 | 1197.0289 | 1223.1965
NEM dispatchable capacity built by year vs cumulative coal retirements
Select region | NEM
|  | Capacity Built (MW) | 2021-22 | 2022-23 | 2023-24 | 2024-25 | 2025-26 | 2026-27 | 2027-28 | 2028-29 | 2029-30 | 2030-31 | 2031-32 | 2032-33 | 2033-34 | 2034-35 | 2035-36 | 2036-37 | 2037-38 | 2038-39 | 2039-40 | 2040-41 | 2041-42
|  | CCGT | 0 | 0 | 0 | 0 | 0 | 0 | 0 | 0 | 0 | 0 | 0 | 0 | 0 | 0 | 0 | 0 | 0 | 0 | 0 | 0 | 0
|  | Peaking Gas+Liquids | 0 | 0 | 0 | 752.5343 | 752.5343 | 1392.4306 | 1468.1955 | 1705.9594 | 1921.1614 | 2194.5278 | 3967.2842 | 4842.7366 | 4934.548 | 5566.7519 | 5566.7519 | 6693.9915 | 8140.2089 | 8255.2263 | 8424.3674 | 8424.3674 | 9092.287
|  | Hydro | 0 | 0 | 0 | 0 | 0 | 0 | 0 | 0 | 0 | 0 | 0 | 0 | 0 | 0 | 0 | 0 | 0 | 0 | 0 | 0 | 0
|  | Shallow Storage | 107.0533 | 133.2558 | 162.0835 | 193.7902 | 308.3994 | 517.6717 | 798.9604 | 1161.7187 | 1621.4284 | 2009.3777 | 2684.4629 | 2943.9885 | 3176.6526 | 3438.1946 | 3771.4923 | 4066.1391 | 4332.8111 | 4602.1874 | 4985.1335 | 5138.0284 | 5289.6131
|  | Medium Storage | 0 | 20 | 20 | 20 | 212.4277 | 443.8224 | 1346.8252 | 2041.7827 | 2101.6582 | 2424.6254 | 2679.8591 | 2729.8059 | 3134.4294 | 3154.5203 | 3621.1139 | 4263.1731 | 4667.3071 | 4667.3071 | 4667.3071 | 4667.3071 | 4691.4197
|  | Deep Storage | 0 | 0 | 0 | 2040 | 2040 | 2040 | 2040 | 2040 | 2040 | 2040 | 2095.3496 | 2095.3496 | 2120.2104 | 2120.2104 | 2768.2955 | 2768.2955 | 3119.0484 | 3214.8056 | 3264.8607 | 3264.8607 | 3264.8607
|  | DSP | -60.5153 | -18.6013 | 21.0437 | 62.3669 | 99.7107 | 141.2117 | 181.2106 | 226.8478 | 270.7193 | 314.3543 | 360.4223 | 402.7307 | 445.2893 | 493.6971 | 538.3017 | 588.4874 | 640.1664 | 689.3242 | 744.1184 | 797.0466 | 849.864
|  | New Interconnectors | 0 | 185 | 185 | 185 | 185 | 185 | 185 | 185 | 185 | 185 | 185 | 185 | 185 | 185 | 185 | 185 | 185 | 185 | 185 | 185 | 185
|  | Retired Coal | 0 | 475 | 3350 | 3630 | 4290 | 6230 | 7880 | 8580 | 8930 | 10660 | 12755 | 14195 | 14195 | 14195 | 16250 | 17530 | 18680 | 18680 | 18680 | 18680 | 18680
|  | Retired Dispatchable | 0 | 740 | 3820 | 4100 | 4760 | 6700 | 8350 | 9435 | 9785 | 11927.5 | 14022.5 | 15696.84 | 16213.84 | 16375.84 | 19360.84 | 20640.84 | 22406.24 | 22406.24 | 23489.64 | 23609.64 | 23609.64
Note: Capacity built in 2021-22 includes all capacity built since 2019-20
Emissions trajectory
|  | Emissions (Mt CO2-e) | Total | 2021-22 | 2022-23 | 2023-24 | 2024-25 | 2025-26 | 2026-27 | 2027-28 | 2028-29 | 2029-30 | 2030-31 | 2031-32 | 2032-33 | 2033-34 | 2034-35 | 2035-36 | 2036-37 | 2037-38 | 2038-39 | 2039-40 | 2040-41 | 2041-42
|  | Fast Change (Counterfactual) | 1669.2213 | 126.4343 | 124.4721 | 119.176 | 111.511 | 107.5182 | 103.6844 | 98.1725 | 93.521 | 91.8646 | 82.1164 | 66.8329 | 65.6459 | 67.7604 | 66.2093 | 49.8556 | 46.2703 | 49.8005 | 46.8049 | 49.2972 | 51.5474 | 50.7264
NEM relative change in capacity by year
Select region | NEM
|  | Capacity (MW) | 2021-22 | 2022-23 | 2023-24 | 2024-25 | 2025-26 | 2026-27 | 2027-28 | 2028-29 | 2029-30 | 2030-31 | 2031-32 | 2032-33 | 2033-34 | 2034-35 | 2035-36 | 2036-37 | 2037-38 | 2038-39 | 2039-40 | 2040-41 | 2041-42
|  | Black Coal | 0 | -475 | -3350 | -3630 | -4290 | -5670 | -5670 | -6370 | -6370 | -7750 | -9095 | -10535 | -10535 | -10535 | -12590 | -13290 | -14440 | -14440 | -14440 | -14440 | -14440
|  | Brown Coal | 0 | 0 | 0 | 0 | 0 | -560 | -2210 | -2210 | -2560 | -2910 | -3660 | -3660 | -3660 | -3660 | -3660 | -4240 | -4240 | -4240 | -4240 | -4240 | -4240
|  | CCGT | 0 | -240 | -420 | -420 | -420 | -420 | -420 | -805 | -805 | -805 | -805 | -805 | -805 | -805 | -1605 | -1605 | -2134 | -2134 | -2777.4 | -2777.4 | -2777.4
|  | Peaking Gas+Liquids | 0 | 0 | 0 | 752.5343 | 752.5343 | 1392.4306 | 1468.1955 | 1705.9594 | 1921.1614 | 1812.0278 | 3584.7842 | 4225.8966 | 3855.708 | 4370.9119 | 4240.9119 | 5368.1515 | 6814.3689 | 6929.3863 | 6658.5274 | 6538.5274 | 7206.447
|  | Hydro | 0 | 0 | 0 | 0 | 0 | 0 | 0 | 0 | 0 | 0 | 0 | 0 | 0 | 0 | 0 | 0 | -86.4 | -86.4 | -86.4 | -86.4 | -86.4
|  | Dispatchable Storage | 42.8836 | 89.086 | 117.9137 | 2189.6204 | 2496.6574 | 3007.7577 | 4192.0492 | 5249.765 | 5769.3502 | 6450.2667 | 7435.9353 | 7745.4076 | 8444.1623 | 8711.9146 | 10159.891 | 11096.597 | 12118.156 | 12483.2895 | 12916.2907 | 13069.1856 | 13244.8829
|  | Behind the Meter Storage | 64.3253 | 172.6378 | 315.7102 | 515.5249 | 676.7841 | 792.4688 | 912.9763 | 1032.8548 | 1158.036 | 1154.3228 | 1138.1712 | 1073.7447 | 1022.78 | 1010.5845 | 1048.1322 | 1088.3952 | 1131.4004 | 1202.1192 | 1281.2125 | 1307.192 | 1331.3105
|  | Wind | 0 | 1087.2 | 1888.2 | 2888.2 | 3047.1249 | 3306.9249 | 5430.2387 | 5848.9665 | 6093.7865 | 8941.2435 | 12349.6054 | 12988.2246 | 13077.8837 | 13077.8837 | 17187.8837 | 18347.8837 | 20402.6559 | 20402.6559 | 20582.0897 | 20863.8681 | 20863.8681
|  | Solar | 0 | 790 | 790 | 790 | 1803.6875 | 2324.9617 | 5596.9523 | 5696.9523 | 5696.9523 | 7600.9997 | 8558.436 | 8760.9645 | 8798.4073 | 8798.4073 | 8798.4073 | 8798.4073 | 8798.4073 | 8798.4073 | 8798.4073 | 8798.4073 | 8798.4073
|  | Distributed PV | 1633.4411 | 3053.3356 | 4063.4993 | 5588.6466 | 5844.8985 | 6086.3732 | 6326.0538 | 6685.9932 | 6953.1847 | 7194.1833 | 7484.0583 | 8078.9443 | 8820.6142 | 9962.4137 | 11761.6881 | 12641.1655 | 13450.4836 | 14094.7679 | 14715.1389 | 15884.6589 | 17066.729
|  | Dispatchable Capacity | 82.3682 | -544.5153 | -3531.0426 | -945.4784 | -1261.0976 | -2008.6 | -2358.5447 | -2102.4278 | -1673.7691 | -2788.3512 | -2078.8582 | -2525.965 | -2154.8404 | -1323.4764 | -2815.8954 | -1981.7641 | -1227.7087 | -698.4001 | -1124.8636 | -1039.0404 | -142.6061
|  | DSP | 39.4847 | 81.3987 | 121.0437 | 162.3669 | 199.7107 | 241.2117 | 281.2106 | 326.8478 | 370.7193 | 414.3543 | 460.4223 | 502.7307 | 545.2893 | 593.6971 | 638.3017 | 688.4874 | 740.1664 | 789.3242 | 844.1184 | 897.0466 | 949.864
NEM relative change in generation by year
Select region | NEM
|  | As-generated generation (GWh) | 2021-22 | 2022-23 | 2023-24 | 2024-25 | 2025-26 | 2026-27 | 2027-28 | 2028-29 | 2029-30 | 2030-31 | 2031-32 | 2032-33 | 2033-34 | 2034-35 | 2035-36 | 2036-37 | 2037-38 | 2038-39 | 2039-40 | 2040-41 | 2041-42
|  | Black Coal | 0 | -3600.3444 | -7821.8982 | -15112.5694 | -18002.4782 | -17967.3903 | -13188.5878 | -15554.6082 | -14525.8303 | -25749.661 | -34969.5922 | -45499.5794 | -43696.2864 | -44072.7226 | -64275.6909 | -66384.9071 | -70043.7462 | -69943.7722 | -69409.2811 | -69854.071 | -69920.3582
|  | Brown Coal | 0 | 1169.0925 | 1013.4255 | 107.3455 | -898.6534 | -4319.0211 | -13976.1934 | -14956.8122 | -17024.4105 | -19261.6939 | -24867.0304 | -24296.6262 | -24106.5938 | -24685.4957 | -26254.0575 | -29066.1455 | -28969.2235 | -29361.4762 | -28884.9719 | -28844.9876 | -29077.4012
|  | CCGT | 0 | -14.3836 | -181.0134 | -74.0762 | -347.9311 | -216.0983 | 1784.0059 | -201.0957 | 202.6052 | 5594.944 | 5612.993 | 8981.3786 | 9378.2353 | 9310.1465 | 11150.8573 | 11857.5306 | 10640.3906 | 10737.3639 | 7936.1482 | 7992.0379 | 8043.0913
|  | Peaking Gas+Liquids | 0 | -17.3656 | 66.7965 | 113.0345 | 94.6898 | 137.8332 | 409.4101 | 222.1554 | 193.4784 | 1406.6064 | 1875.4591 | 10062.0314 | 10415.1162 | 9562.0742 | 13517.4501 | 15174.693 | 24723.0209 | 21242.8127 | 25327.9935 | 28789.3216 | 27924.0726
|  | Hydro | 0 | -2750.5878 | -2827.5808 | 199.5964 | -2078.1686 | 23.3094 | -6275.9384 | 34.7493 | -190.0503 | -4066.1845 | -2568.4724 | -2999.4211 | -3529.2751 | -1295.7447 | -2577.5801 | -2096.2115 | -7085.0589 | -1218.7085 | -2021.3317 | -4861.7746 | -4152.5831
|  | Dispatchable Storage | 0 | 60.3032 | 286.0794 | 401.4835 | 1395.3931 | 2306.2729 | 6428.1251 | 6873.4882 | 7433.8141 | 7732.2039 | 9325.3706 | 8017.324 | 8243.0898 | 8684.8325 | 9686.5769 | 10366.3589 | 10794.9609 | 10442.3278 | 10292.5428 | 9978.8262 | 9490.4941
|  | Behind the Meter Storage | 0 | 75.6776 | 173.4105 | 260.4927 | 327.0798 | 404.7185 | 479.7677 | 553.9258 | 628.6713 | 670.1162 | 679.6046 | 666.8502 | 644.5109 | 642.8143 | 665.9192 | 722.1067 | 776.4955 | 825.1017 | 871.9128 | 915.1138 | 941.2815
|  | Wind | 0 | 981.3105 | 4603.433 | 8254.0638 | 10887.7091 | 11535.6546 | 15634.3764 | 17969.9165 | 19239.2542 | 26520.9784 | 38335.9447 | 36435.3782 | 36706.8599 | 38027.735 | 53986.2927 | 56914.2853 | 58417.2046 | 62003.0358 | 60939.0759 | 61495.6193 | 62764.1076
|  | Solar | 0 | 2609.5231 | 2195.9284 | 2075.2642 | 5149.9067 | 6732.1292 | 13859.6383 | 10724.6566 | 11898.2975 | 16777.1923 | 19480.6248 | 21165.5749 | 20188.5186 | 19885.6579 | 21118.0187 | 21054.9155 | 21217.371 | 17134.2057 | 18564.1885 | 19289.2145 | 20034.8291
|  | Distributed PV | 0 | 2273.6184 | 4109.2286 | 5937.7627 | 7187.5844 | 7599.1035 | 8050.5469 | 8509.139 | 8985.1368 | 9432.5475 | 9941.6183 | 10610.9112 | 11575.2534 | 12930.4101 | 15030.9213 | 16871.7236 | 18059.1991 | 19125.4034 | 20130.4651 | 21384.7253 | 23022.5391
|  | DSP | 0 | -0.11064 | 0.12279 | 0.67968 | 1.0814 | 0.61094 | 0.45953 | 0.98195 | 1.5762 | 0.73074 | 1.3123 | 0.9292 | 1.5544 | 1.7789 | 1.1579 | 2.9244 | 1.3408 | 2.6448 | 3.8578 | 3.1209 | 2.7332

## Summary_2
Case 2 Summary - Fast Change (DP8)
Notes
1. The discount rate used for calculation is 5.9%
NEM discounted total system costs by year
Select region | NEM
|  | Real June 2019 dollars ($m) | NPV | Early works (NPV) | 2021-22 | 2022-23 | 2023-24 | 2024-25 | 2025-26 | 2026-27 | 2027-28 | 2028-29 | 2029-30 | 2030-31 | 2031-32 | 2032-33 | 2033-34 | 2034-35 | 2035-36 | 2036-37 | 2037-38 | 2038-39 | 2039-40 | 2040-41 | 2041-42
|  | Capex | 16425.9241 |  | 0 | 236.864 | 236.864 | 264.1369 | 307.4981 | 484.8155 | 738.167 | 774.9623 | 817.3764 | 1188.5953 | 1581.0873 | 2037.4017 | 2184.9385 | 2333.801 | 3438.5821 | 3666.8464 | 4621.2259 | 4705.5237 | 4812.8301 | 5176.9583 | 5098.0156
|  | FOM | 34238.4579 |  | 3663.363 | 3462.9363 | 2832.8106 | 4527.1788 | 3300.2125 | 3332.1857 | 3633.2706 | 2695.7763 | 2702.928 | 3291.3101 | 3205.7107 | 2713.3313 | 2728.449 | 2739.6969 | 2749.9895 | 3195.8839 | 3738.2865 | 2872.7822 | 2854.9145 | 3533.8857 | 2894.3142
|  | Fuel | 20971.124 |  | 2433.119 | 2393.2633 | 2495.8658 | 2281.6033 | 2205.4705 | 2107.2438 | 2313.3548 | 2214.1444 | 2209.6084 | 2365.2997 | 1950.3463 | 1915.4213 | 1904.967 | 1763.3759 | 1261.0642 | 1109.1913 | 1304.7292 | 954.4326 | 915.4074 | 1122.8575 | 837.7672
|  | VOM | 7385.8981 |  | 760.7604 | 735.476 | 730.8381 | 736.3513 | 716.2287 | 714.8449 | 705.1954 | 724.6636 | 716.6192 | 722.4698 | 706.1584 | 685.2431 | 683.8062 | 687.8421 | 624.8771 | 625.634 | 596.3087 | 631.8725 | 618.9177 | 604.3132 | 600.7492
|  | REZ | 993.3857 |  | 0 | 0.41947 | 0.41948 | 0.41947 | 0.41947 | 0.72879 | 1.0884 | 1.0884 | 1.0884 | 20.2106 | 31.8816 | 38.1049 | 46.2749 | 57.6674 | 221.5468 | 242.9473 | 456.9621 | 456.9621 | 473.3944 | 533.1137 | 533.1137
|  | DSP+USE | 51.2182 |  | 2.2983 | 0.65552 | 4.9829 | 15.1537 | 0 | 0 | 0 | 0 | 8.689 | 0 | 0 | 0 | 6.8413 | 14.8741 | 8.1502 | 10.2851 | 11.0859 | 0 | 0 | 36.5006 | 0
|  | Rehab | 1597.2408 |  | 0 | 112.9713 | 267.5958 | 0 | 331.5993 | 173.9271 | 0 | 221.5234 | 0.99112 | 256.9356 | 224.3172 | 248.0343 | 24.165 | 50.8625 | 788.8533 | 117.0747 | 274.0488 | 9.9341 | 110.7547 | 12.9978 | 0.5275
|  | Interconnectors | 4466.2915 | 0 | 0 | 23.7998 | 23.7998 | 153.2951 | 305.672 | 305.672 | 431.2015 | 431.2015 | 431.2015 | 431.2015 | 565.0755 | 718.5408 | 718.5408 | 718.5408 | 801.6224 | 801.6224 | 801.6224 | 801.6224 | 801.6224 | 801.6224 | 801.6224
|  | NPV and annual costs | 86129.5403 | 0 | 6859.5407 | 6966.3858 | 6593.1765 | 7978.1384 | 7167.1005 | 7119.4177 | 7822.2776 | 7063.3598 | 6888.5019 | 8276.0227 | 8264.5769 | 8356.0774 | 8297.9825 | 8366.6608 | 9894.6855 | 9769.4851 | 11804.2695 | 10433.1296 | 10587.8413 | 11822.2493 | 10766.1099
*Net present value as at 1 July 2019
Note 1 : DSP may include unserved energy below the current reliability standard
Note 2: Early works (NPV) represents the net present value of the cost of early works on interconnectors, as detailed in the 2020 ISP report
NEM capacity by year
Select region | NEM
|  | Capacity (MW) | 2021-22 | 2022-23 | 2023-24 | 2024-25 | 2025-26 | 2026-27 | 2027-28 | 2028-29 | 2029-30 | 2030-31 | 2031-32 | 2032-33 | 2033-34 | 2034-35 | 2035-36 | 2036-37 | 2037-38 | 2038-39 | 2039-40 | 2040-41 | 2041-42
|  | Black Coal | 18336 | 17861 | 16386 | 16386 | 14346 | 13626 | 13626 | 12926 | 12926 | 12206 | 10826 | 9366 | 9366 | 9086 | 4946 | 4246 | 3096 | 3096 | 3096 | 3096 | 3096
|  | Brown Coal | 4820 | 4820 | 4820 | 4820 | 4820 | 4470 | 4470 | 4120 | 4120 | 3370 | 3370 | 3370 | 3370 | 3370 | 3370 | 3370 | 3370 | 3370 | 3370 | 3370 | 3370
|  | CCGT | 4285.9 | 4045.9 | 3865.9 | 3865.9 | 3865.9 | 3865.9 | 3865.9 | 3480.9 | 3480.9 | 3480.9 | 3480.9 | 3480.9 | 3480.9 | 3480.9 | 2680.9 | 2680.9 | 2151.9 | 2151.9 | 1508.5 | 1508.5 | 1508.5
|  | Peaking Gas+Liquids | 6812.873 | 6812.873 | 6812.873 | 6812.873 | 6812.873 | 6812.873 | 6812.873 | 6812.873 | 6812.873 | 6430.373 | 6430.373 | 6196.033 | 5734.033 | 5617.033 | 5487.033 | 5487.033 | 5487.033 | 5487.033 | 5047.033 | 4927.033 | 4927.033
|  | Hydro | 6906.5 | 6906.5 | 6906.5 | 6906.5 | 6906.5 | 6906.5 | 6906.5 | 6906.5 | 6906.5 | 6906.5 | 7296.5 | 7296.5 | 7296.5 | 7296.5 | 7296.5 | 7296.5 | 7210.1 | 7210.1 | 7210.1 | 7210.1 | 7210.1
|  | Dispatchable Storage | 1362.6772 | 1408.8796 | 1437.7073 | 3509.414 | 3624.0232 | 3833.2955 | 4114.5842 | 4477.3425 | 4937.0522 | 5275.3433 | 7212.7788 | 7472.3044 | 7821.9129 | 8608.7673 | 10300.9011 | 11157.313 | 12638.1271 | 13641.9623 | 13943.8994 | 14951.292 | 15985.655
|  | Behind the Meter Storage | 394.0158 | 502.3282 | 645.4006 | 845.2153 | 1006.4745 | 1122.1592 | 1242.6668 | 1362.5452 | 1487.7265 | 1484.0132 | 1467.8617 | 1403.4351 | 1352.4704 | 1340.275 | 1377.8226 | 1418.0857 | 1461.0908 | 1531.8096 | 1610.9029 | 1636.8825 | 1661.0009
|  | Wind | 9005.458 | 10092.658 | 10092.658 | 10092.658 | 10092.658 | 10818.2698 | 11766.7263 | 12026.7263 | 12195.9763 | 13971.3391 | 14745.1804 | 17664.8431 | 17776.9244 | 18270.2435 | 23025.2351 | 24223.0347 | 28682.4657 | 28073.4657 | 28009.0185 | 27903.7195 | 27855.4195
|  | Solar | 5151.711 | 5941.711 | 5941.711 | 6239.0261 | 6782.2144 | 7727.3795 | 9305.3852 | 9325.3852 | 9425.3852 | 11100.3802 | 12346.41 | 13468.4076 | 14488.1848 | 14612.2701 | 17885.8535 | 17885.8535 | 19765.8201 | 19615.5201 | 20438.9976 | 22633.6416 | 22633.6416
|  | Distributed PV | 13358.6513 | 14778.5458 | 15788.7095 | 17313.8568 | 17570.1087 | 17811.5834 | 18051.264 | 18411.2034 | 18678.3949 | 18919.3935 | 19209.2685 | 19804.1545 | 20545.8244 | 21687.6239 | 23486.8983 | 24366.3757 | 25175.6938 | 25819.9781 | 26440.3491 | 27609.8691 | 28791.9392
|  | Dispatchable Capacity | 43005.9448 | 42379.0613 | 40792.534 | 42905.5639 | 41017.517 | 40198.2902 | 40519.5778 | 39492.9733 | 39996.5545 | 38525.9806 | 39519.4841 | 38126.9781 | 38057.1452 | 38495.4074 | 35162.1458 | 35368.7434 | 35135.8366 | 36188.8295 | 35462.1608 | 36402.4816 | 37489.6621
|  | DSP | 481.9947 | 523.9087 | 563.5537 | 604.8769 | 642.2207 | 683.7217 | 723.7206 | 769.3578 | 813.2293 | 856.8643 | 902.9323 | 945.2407 | 987.7993 | 1036.2071 | 1080.8117 | 1130.9974 | 1182.6764 | 1231.8342 | 1286.6284 | 1339.5566 | 1392.374
NEM generation by year
Select region | NEM
|  | As-generated generation (GWh) | 2021-22 | 2022-23 | 2023-24 | 2024-25 | 2025-26 | 2026-27 | 2027-28 | 2028-29 | 2029-30 | 2030-31 | 2031-32 | 2032-33 | 2033-34 | 2034-35 | 2035-36 | 2036-37 | 2037-38 | 2038-39 | 2039-40 | 2040-41 | 2041-42
|  | Black Coal | 95729.7264 | 91792.2501 | 91294.2481 | 86664.277 | 84769.7973 | 80948.4977 | 82550.8092 | 78007.6879 | 78636.9341 | 78429.8435 | 69913.808 | 60996.2937 | 61630.0718 | 58745.4333 | 32444.7913 | 27505.8186 | 19383.7173 | 19738.7863 | 20278.5126 | 19531.9664 | 19009.2578
|  | Brown Coal | 31409.2218 | 32955.1725 | 32789.2627 | 33233.5123 | 33461.505 | 30439.2562 | 31400.2092 | 29151.9543 | 29332.0197 | 23454.4793 | 23327.0136 | 23230.6757 | 23523.7536 | 23230.0133 | 22646.3827 | 22414.8874 | 22063.2551 | 22427.9096 | 22821.3229 | 22100.3306 | 21947.1574
|  | CCGT | 3133.6998 | 3119.4402 | 2931.8023 | 1930.1385 | 1933.5494 | 1933.9004 | 2311.263 | 1931.9082 | 1883.4985 | 4145.9561 | 2341.1002 | 4090.7105 | 3781.1942 | 2790.4469 | 5031.605 | 4431.6716 | 6496.7375 | 4148.5349 | 4026.8022 | 5332.5345 | 3525.8966
|  | Peaking Gas+Liquids | 113.3938 | 94.0865 | 141.1587 | 52.6762 | 42.953 | 39.0484 | 85.5101 | 129.3744 | 62.4769 | 261.0762 | 77.7057 | 201.5341 | 113.2899 | 151.7194 | 327.5633 | 370.9481 | 1978.206 | 747.792 | 528.584 | 1519.8556 | 487.0806
|  | Hydro | 16142.8201 | 13403.5318 | 13267.8763 | 16595.7762 | 14175.2748 | 16560.5369 | 10460.1743 | 18188.4987 | 16507.2639 | 13675.9147 | 17126.2686 | 14479.2397 | 14367.4968 | 17072.2747 | 14848.876 | 16798.7757 | 9912.9502 | 17889.0785 | 16274.2273 | 12710.4275 | 15882.3986
|  | Dispatchable Storage | 258.3371 | 329.6895 | 286.5556 | 646.0689 | 1812.8684 | 2552.0889 | 4758.1448 | 3764.8733 | 4096.8911 | 5675.5043 | 7501.2939 | 7732.8272 | 8117.1778 | 9053.1771 | 12938.5672 | 13636.4449 | 15715.4758 | 15978.4592 | 16015.9183 | 18389.7788 | 19660.105
|  | Behind the Meter Storage | 281.915 | 357.5927 | 455.3255 | 542.4078 | 608.9948 | 686.6335 | 761.6827 | 835.8408 | 910.5863 | 952.0312 | 961.5196 | 948.7652 | 926.426 | 924.7293 | 947.8343 | 1004.0217 | 1058.4106 | 1107.0167 | 1153.8278 | 1197.0289 | 1223.1965
|  | Wind | 29171.4257 | 30245.4833 | 30447.1211 | 30807.9582 | 32743.7733 | 35363.1115 | 37123.6622 | 38834.3368 | 39806.2592 | 44849.6926 | 50097.4438 | 56756.0294 | 56503.85 | 59325.2008 | 76244.6525 | 80842.2445 | 90025.2237 | 92887.2782 | 91591.9682 | 89938.2447 | 90349.4571
|  | Solar | 12774.5275 | 15384.0507 | 14970.4559 | 15599.7424 | 17476.6027 | 20159.5187 | 24579.1402 | 21694.1572 | 23056.7674 | 27468.0342 | 31332.9605 | 35306.0577 | 36763.7408 | 36626.3765 | 47026.5868 | 47261.053 | 52063.7646 | 45485.8056 | 49892.0322 | 56965.5265 | 59006.8889
|  | Distributed PV | 17784.7766 | 20058.395 | 21894.0052 | 23722.5394 | 24972.361 | 25383.8801 | 25835.3235 | 26293.9157 | 26769.9134 | 27217.3241 | 27726.3949 | 28395.6879 | 29360.0301 | 30715.1867 | 32815.698 | 34656.5002 | 35843.9757 | 36910.18 | 37915.2417 | 39169.5019 | 40807.3157
Load (GWh)
|  | Dispatchable Storage Load | -312.6391 | -526.2076 | -443.5565 | -1127.9607 | -2617.0935 | -3746.0687 | -7745.5012 | -5584.3466 | -5906.4017 | -9224.0756 | -11103.7758 | -11592.7729 | -12032.4358 | -12945.5072 | -17796.4284 | -18669.6557 | -21250.4918 | -21162.154 | -21283.4388 | -24320.3249 | -25970.2124
|  | Behind the Meter Storage Load | -331.5075 | -420.4628 | -535.2135 | -637.8903 | -716.0229 | -807.2298 | -895.6011 | -982.6564 | -1070.8878 | -1119.3454 | -1130.7209 | -1115.6663 | -1089.0954 | -1087.5863 | -1114.4777 | -1180.4461 | -1244.6228 | -1301.6453 | -1357.0741 | -1407.5154 | -1438.5165
|  | DSP | 0.15635 | 0.045707 | 0.27914 | 0.83603 | 1.2377 | 0.76729 | 0.61588 | 1.1383 | 1.7326 | 0.88709 | 1.4686 | 1.0856 | 1.7107 | 1.9352 | 1.3142 | 3.0807 | 1.4972 | 2.8012 | 4.0141 | 3.2772 | 2.8896
NEM generation by technology type
Select region | NEM
|  | As-generated generation (GWh) | 2021-22: 2021-22; 2022-23: 2031-32; 2023-24: 2041-42
|  | Black Coal | 2021-22: 95729.7264; 2022-23: 69913.808; 2023-24: 19009.2578
|  | Brown Coal | 2021-22: 31409.2218; 2022-23: 23327.0136; 2023-24: 21947.1574
|  | CCGT | 2021-22: 3133.6998; 2022-23: 2341.1002; 2023-24: 3525.8966
|  | Peaking Gas+Liquids | 2021-22: 113.3938; 2022-23: 77.7057; 2023-24: 487.0806
|  | Hydro | 2021-22: 16142.8201; 2022-23: 17126.2686; 2023-24: 15882.3986
|  | Dispatchable Storage | 2021-22: 258.3371; 2022-23: 7501.2939; 2023-24: 19660.105
|  | Behind the Meter Storage | 2021-22: 281.915; 2022-23: 961.5196; 2023-24: 1223.1965
|  | Wind | 2021-22: 29171.4257; 2022-23: 50097.4438; 2023-24: 90349.4571
|  | Solar | 2021-22: 12774.5275; 2022-23: 31332.9605; 2023-24: 59006.8889
|  | Distributed PV | 2021-22: 17784.7766; 2022-23: 27726.3949; 2023-24: 40807.3157
Load (GWh)
|  | Dispatchable Storage Load | 2021-22: -312.6391; 2022-23: -11103.7758; 2023-24: -25970.2124
|  | Behind the Meter Storage Load | 2021-22: -331.5075; 2022-23: -1130.7209; 2023-24: -1438.5165
|  | DSP | 2021-22: 0.15635; 2022-23: 1.4686; 2023-24: 2.8896
NEM storage capacity by year
Select region | NEM
|  | Capacity (MW) | 2021-22 | 2022-23 | 2023-24 | 2024-25 | 2025-26 | 2026-27 | 2027-28 | 2028-29 | 2029-30 | 2030-31 | 2031-32 | 2032-33 | 2033-34 | 2034-35 | 2035-36 | 2036-37 | 2037-38 | 2038-39 | 2039-40 | 2040-41 | 2041-42
|  | Shallow Storage | 552.6772 | 578.8796 | 607.7073 | 639.414 | 754.0232 | 963.2955 | 1244.5842 | 1607.3425 | 2067.0522 | 2405.3433 | 2770.1755 | 3029.7011 | 3207.3652 | 3423.9071 | 3786.4965 | 4635.6042 | 4893.0152 | 5679.7141 | 5981.6512 | 6134.5461 | 7168.9092
|  | Medium Storage | 810 | 830 | 830 | 830 | 830 | 830 | 830 | 830 | 830 | 830 | 2402.6033 | 2402.6033 | 2574.5477 | 3144.8602 | 4200.0507 | 4200.0507 | 4846.8577 | 4846.8577 | 4846.8577 | 5701.3553 | 5701.3553
|  | Deep Storage | 0 | 0 | 0 | 2040 | 2040 | 2040 | 2040 | 2040 | 2040 | 2040 | 2040 | 2040 | 2040 | 2040 | 2314.3539 | 2321.6581 | 2898.2542 | 3115.3906 | 3115.3906 | 3115.3906 | 3115.3906
|  | Behind the Meter Storage | 394.0158 | 502.3282 | 645.4006 | 845.2153 | 1006.4745 | 1122.1592 | 1242.6668 | 1362.5452 | 1487.7265 | 1484.0132 | 1467.8617 | 1403.4351 | 1352.4704 | 1340.275 | 1377.8226 | 1418.0857 | 1461.0908 | 1531.8096 | 1610.9029 | 1636.8825 | 1661.0009
NEM storage generation by year
Select region | NEM
|  | As-generated generation (GWh) | 2021-22 | 2022-23 | 2023-24 | 2024-25 | 2025-26 | 2026-27 | 2027-28 | 2028-29 | 2029-30 | 2030-31 | 2031-32 | 2032-33 | 2033-34 | 2034-35 | 2035-36 | 2036-37 | 2037-38 | 2038-39 | 2039-40 | 2040-41 | 2041-42
|  | Shallow Storage | 248.8609 | 263.9593 | 231.0901 | 281.2061 | 392.627 | 563.1313 | 771.9676 | 1025.0066 | 1359.9988 | 1622.2458 | 1849.4541 | 2034.2581 | 2163.3106 | 2317.0429 | 2617.0531 | 3108.2722 | 3212.7556 | 3601.1023 | 3804.7903 | 3876.644 | 4475.757
|  | Medium Storage | 9.4762 | 65.7302 | 55.4656 | 153.247 | 140.4717 | 231.7317 | 651.8713 | 411.4017 | 380.8558 | 863.3267 | 2731.9883 | 2834.4153 | 3072.4647 | 3853.7796 | 6372.4841 | 6446.1035 | 6905.7569 | 6264.2785 | 6463.5165 | 8534.1726 | 8793.4148
|  | Deep Storage | 0 | 0 | 0 | 211.6158 | 1279.7696 | 1757.2259 | 3334.3059 | 2328.465 | 2356.0365 | 3189.9318 | 2919.8515 | 2864.1538 | 2881.4025 | 2882.3546 | 3949.03 | 4082.0692 | 5596.9634 | 6113.0783 | 5747.6115 | 5978.9621 | 6390.9333
|  | Behind the Meter Storage | 281.915 | 357.5927 | 455.3255 | 542.4078 | 608.9948 | 686.6335 | 761.6827 | 835.8408 | 910.5863 | 952.0312 | 961.5196 | 948.7652 | 926.426 | 924.7293 | 947.8343 | 1004.0217 | 1058.4106 | 1107.0167 | 1153.8278 | 1197.0289 | 1223.1965
NEM dispatchable capacity built by year vs cumulative coal retirements
Select region | NEM
|  | Capacity Built (MW) | 2021-22 | 2022-23 | 2023-24 | 2024-25 | 2025-26 | 2026-27 | 2027-28 | 2028-29 | 2029-30 | 2030-31 | 2031-32 | 2032-33 | 2033-34 | 2034-35 | 2035-36 | 2036-37 | 2037-38 | 2038-39 | 2039-40 | 2040-41 | 2041-42
|  | CCGT | 0 | 0 | 0 | 0 | 0 | 0 | 0 | 0 | 0 | 0 | 0 | 0 | 0 | 0 | 0 | 0 | 0 | 0 | 0 | 0 | 0
|  | Peaking Gas+Liquids | 0 | 0 | 0 | 0 | 0 | 0 | 0 | 0 | 0 | 0 | 0 | 0 | 0 | 0 | 0 | 0 | 0 | 0 | 0 | 0 | 0
|  | Hydro | 0 | 0 | 0 | 0 | 0 | 0 | 0 | 0 | 0 | 0 | 390 | 390 | 390 | 390 | 390 | 390 | 390 | 390 | 390 | 390 | 390
|  | Shallow Storage | 107.0533 | 133.2558 | 162.0835 | 193.7902 | 308.3994 | 517.6717 | 798.9604 | 1161.7187 | 1621.4284 | 1989.7195 | 2354.5517 | 2614.0772 | 2846.7414 | 3108.2833 | 3470.8727 | 4319.9804 | 4577.3914 | 5364.0902 | 5666.0274 | 5818.9223 | 6853.2854
|  | Medium Storage | 0 | 20 | 20 | 20 | 20 | 20 | 20 | 20 | 20 | 20 | 1592.6033 | 1592.6033 | 1764.5477 | 2334.8602 | 3390.0507 | 3390.0507 | 4036.8577 | 4036.8577 | 4036.8577 | 4891.3553 | 4891.3553
|  | Deep Storage | 0 | 0 | 0 | 2040 | 2040 | 2040 | 2040 | 2040 | 2040 | 2040 | 2040 | 2040 | 2040 | 2040 | 2314.3539 | 2321.6581 | 2898.2542 | 3115.3906 | 3115.3906 | 3115.3906 | 3115.3906
|  | DSP | -60.5153 | -18.6013 | 21.0437 | 62.3669 | 99.7107 | 141.2117 | 181.2106 | 226.8478 | 270.7193 | 314.3543 | 360.4223 | 402.7307 | 445.2893 | 493.6971 | 538.3017 | 588.4874 | 640.1664 | 689.3242 | 744.1184 | 797.0466 | 849.864
|  | New Interconnectors | 0 | 270 | 270 | 1170 | 1170 | 1170 | 3035 | 3035 | 3035 | 3035 | 3785 | 4607.5 | 4607.5 | 4607.5 | 6062.5 | 6062.5 | 6062.5 | 6062.5 | 6062.5 | 6062.5 | 6062.5
|  | Retired Coal | 0 | 475 | 1950 | 1950 | 3990 | 5060 | 5060 | 6110 | 6110 | 7580 | 8960 | 10420 | 10420 | 10700 | 14840 | 15540 | 16690 | 16690 | 16690 | 16690 | 16690
|  | Retired Dispatchable | 0 | 740 | 2420 | 2420 | 4460 | 5530 | 5530 | 6965 | 6965 | 8847.5 | 10227.5 | 11921.84 | 12438.84 | 12880.84 | 17950.84 | 18650.84 | 20416.24 | 20416.24 | 21499.64 | 21619.64 | 21619.64
Note: Capacity built in 2021-22 includes all capacity built since 2019-20
Emissions trajectory
|  | Emissions (Mt CO2-e) | Total | 2021-22 | 2022-23 | 2023-24 | 2024-25 | 2025-26 | 2026-27 | 2027-28 | 2028-29 | 2029-30 | 2030-31 | 2031-32 | 2032-33 | 2033-34 | 2034-35 | 2035-36 | 2036-37 | 2037-38 | 2038-39 | 2039-40 | 2040-41 | 2041-42
|  | Fast Change (DP8) | 1821.7217 | 126.4499 | 124.6298 | 123.1929 | 118.8678 | 117.2832 | 109.9429 | 112.7879 | 105.5196 | 106.1225 | 99.4774 | 90.6265 | 83.7458 | 84.4524 | 80.9285 | 56.9719 | 52.1635 | 46.7679 | 45.5901 | 46.2843 | 46.0356 | 43.8813
NEM relative change in capacity by year
Select region | NEM
|  | Capacity (MW) | 2021-22 | 2022-23 | 2023-24 | 2024-25 | 2025-26 | 2026-27 | 2027-28 | 2028-29 | 2029-30 | 2030-31 | 2031-32 | 2032-33 | 2033-34 | 2034-35 | 2035-36 | 2036-37 | 2037-38 | 2038-39 | 2039-40 | 2040-41 | 2041-42
|  | Black Coal | 0 | -475 | -1950 | -1950 | -3990 | -4710 | -4710 | -5410 | -5410 | -6130 | -7510 | -8970 | -8970 | -9250 | -13390 | -14090 | -15240 | -15240 | -15240 | -15240 | -15240
|  | Brown Coal | 0 | 0 | 0 | 0 | 0 | -350 | -350 | -700 | -700 | -1450 | -1450 | -1450 | -1450 | -1450 | -1450 | -1450 | -1450 | -1450 | -1450 | -1450 | -1450
|  | CCGT | 0 | -240 | -420 | -420 | -420 | -420 | -420 | -805 | -805 | -805 | -805 | -805 | -805 | -805 | -1605 | -1605 | -2134 | -2134 | -2777.4 | -2777.4 | -2777.4
|  | Peaking Gas+Liquids | 0 | 0 | 0 | 0 | 0 | 0 | 0 | 0 | 0 | -382.5 | -382.5 | -616.84 | -1078.84 | -1195.84 | -1325.84 | -1325.84 | -1325.84 | -1325.84 | -1765.84 | -1885.84 | -1885.84
|  | Hydro | 0 | 0 | 0 | 0 | 0 | 0 | 0 | 0 | 0 | 0 | 390 | 390 | 390 | 390 | 390 | 390 | 303.6 | 303.6 | 303.6 | 303.6 | 303.6
|  | Dispatchable Storage | 42.8836 | 89.086 | 117.9137 | 2189.6204 | 2304.2296 | 2513.5019 | 2794.7906 | 3157.5489 | 3617.2586 | 3955.5497 | 5892.9852 | 6152.5108 | 6502.1193 | 7288.9737 | 8981.1075 | 9837.5194 | 11318.3335 | 12322.1687 | 12624.1058 | 13631.4983 | 14665.8614
|  | Behind the Meter Storage | 64.3253 | 172.6378 | 315.7102 | 515.5249 | 676.7841 | 792.4688 | 912.9763 | 1032.8548 | 1158.036 | 1154.3228 | 1138.1712 | 1073.7447 | 1022.78 | 1010.5845 | 1048.1322 | 1088.3952 | 1131.4004 | 1202.1192 | 1281.2125 | 1307.192 | 1331.3105
|  | Wind | 0 | 1087.2 | 1087.2 | 1087.2 | 1087.2 | 1812.8118 | 2761.2683 | 3021.2683 | 3190.5183 | 4965.8811 | 5739.7224 | 8659.3851 | 8771.4664 | 9264.7855 | 14019.7771 | 15217.5767 | 19677.0077 | 19068.0077 | 19003.5605 | 18898.2615 | 18849.9615
|  | Solar | 0 | 790 | 790 | 1087.3151 | 1630.5034 | 2575.6685 | 4153.6742 | 4173.6742 | 4273.6742 | 5948.6692 | 7194.699 | 8316.6966 | 9336.4738 | 9460.5591 | 12734.1425 | 12734.1425 | 14614.1091 | 14463.8091 | 15287.2866 | 17481.9306 | 17481.9306
|  | Distributed PV | 1633.4411 | 3053.3356 | 4063.4993 | 5588.6466 | 5844.8985 | 6086.3732 | 6326.0538 | 6685.9932 | 6953.1847 | 7194.1833 | 7484.0583 | 8078.9443 | 8820.6142 | 9962.4137 | 11761.6881 | 12641.1655 | 13450.4836 | 14094.7679 | 14715.1389 | 15884.6589 | 17066.729
|  | Dispatchable Capacity | 82.3682 | -544.5153 | -2131.0426 | -18.0127 | -1906.0597 | -2725.2864 | -2403.9988 | -3430.6033 | -2927.0221 | -4397.5961 | -3404.0925 | -4796.5985 | -4866.4315 | -4428.1693 | -7761.4308 | -7554.8332 | -7787.74 | -6734.7471 | -7461.4158 | -6521.0951 | -5433.9146
|  | DSP | 39.4847 | 81.3987 | 121.0437 | 162.3669 | 199.7107 | 241.2117 | 281.2106 | 326.8478 | 370.7193 | 414.3543 | 460.4223 | 502.7307 | 545.2893 | 593.6971 | 638.3017 | 688.4874 | 740.1664 | 789.3242 | 844.1184 | 897.0466 | 949.864
NEM relative change in generation by year
Select region | NEM
|  | As-generated generation (GWh) | 2021-22 | 2022-23 | 2023-24 | 2024-25 | 2025-26 | 2026-27 | 2027-28 | 2028-29 | 2029-30 | 2030-31 | 2031-32 | 2032-33 | 2033-34 | 2034-35 | 2035-36 | 2036-37 | 2037-38 | 2038-39 | 2039-40 | 2040-41 | 2041-42
|  | Black Coal | 0 | -3937.4763 | -4435.4783 | -9065.4494 | -10959.9291 | -14781.2287 | -13178.9172 | -17722.0385 | -17092.7923 | -17299.8829 | -25815.9183 | -34733.4327 | -34099.6546 | -36984.2931 | -63284.935 | -68223.9078 | -76346.0091 | -75990.9401 | -75451.2138 | -76197.76 | -76720.4686
|  | Brown Coal | 0 | 1545.9507 | 1380.0408 | 1824.2904 | 2052.2832 | -969.9657 | -9.0127 | -2257.2675 | -2077.2022 | -7954.7425 | -8082.2082 | -8178.5462 | -7885.4683 | -8179.2085 | -8762.8391 | -8994.3344 | -9345.9667 | -8981.3122 | -8587.8989 | -9308.8912 | -9462.0644
|  | CCGT | 0 | -14.2597 | -201.8975 | -1203.5613 | -1200.1504 | -1199.7994 | -822.4368 | -1201.7916 | -1250.2013 | 1012.2563 | -792.5996 | 957.0107 | 647.4944 | -343.2529 | 1897.9052 | 1297.9718 | 3363.0377 | 1014.8351 | 893.1024 | 2198.8347 | 392.1968
|  | Peaking Gas+Liquids | 0 | -19.3073 | 27.7649 | -60.7176 | -70.4408 | -74.3454 | -27.8836 | 15.9806 | -50.9169 | 147.6824 | -35.688 | 88.1404 | -0.10388 | 38.3256 | 214.1695 | 257.5543 | 1864.8122 | 634.3982 | 415.1902 | 1406.4618 | 373.6869
|  | Hydro | 0 | -2739.2883 | -2874.9439 | 452.9561 | -1967.5453 | 417.7168 | -5682.6458 | 2045.6785 | 364.4438 | -2466.9054 | 983.4485 | -1663.5804 | -1775.3233 | 929.4546 | -1293.9441 | 655.9556 | -6229.8699 | 1746.2584 | 131.4072 | -3432.3926 | -260.4215
|  | Dispatchable Storage | 0 | 71.3524 | 28.2185 | 387.7318 | 1554.5313 | 2293.7519 | 4499.8077 | 3506.5362 | 3838.554 | 5417.1672 | 7242.9568 | 7474.4901 | 7858.8408 | 8794.84 | 12680.2301 | 13378.1078 | 15457.1388 | 15720.1221 | 15757.5812 | 18131.4417 | 19401.768
|  | Behind the Meter Storage | 0 | 75.6776 | 173.4105 | 260.4927 | 327.0798 | 404.7185 | 479.7677 | 553.9258 | 628.6713 | 670.1162 | 679.6046 | 666.8502 | 644.5109 | 642.8143 | 665.9192 | 722.1067 | 776.4955 | 825.1017 | 871.9128 | 915.1138 | 941.2815
|  | Wind | 0 | 1074.0576 | 1275.6954 | 1636.5325 | 3572.3477 | 6191.6858 | 7952.2365 | 9662.9111 | 10634.8335 | 15678.267 | 20926.0181 | 27584.6037 | 27332.4243 | 30153.7752 | 47073.2268 | 51670.8189 | 60853.798 | 63715.8525 | 62420.5425 | 60766.819 | 61178.0314
|  | Solar | 0 | 2609.5231 | 2195.9284 | 2825.2149 | 4702.0752 | 7384.9912 | 11804.6127 | 8919.6297 | 10282.2399 | 14693.5067 | 18558.433 | 22531.5302 | 23989.2133 | 23851.849 | 34252.0593 | 34486.5255 | 39289.2371 | 32711.2781 | 37117.5046 | 44190.9989 | 46232.3613
|  | Distributed PV | 0 | 2273.6184 | 4109.2286 | 5937.7627 | 7187.5844 | 7599.1035 | 8050.5469 | 8509.139 | 8985.1368 | 9432.5475 | 9941.6183 | 10610.9112 | 11575.2534 | 12930.4101 | 15030.9213 | 16871.7236 | 18059.1991 | 19125.4034 | 20130.4651 | 21384.7253 | 23022.5391
|  | DSP | 0 | -0.11064 | 0.12279 | 0.67968 | 1.0814 | 0.61094 | 0.45953 | 0.98195 | 1.5762 | 0.73074 | 1.3123 | 0.9292 | 1.5544 | 1.7789 | 1.1579 | 2.9244 | 1.3408 | 2.6448 | 3.8578 | 3.1209 | 2.7332

## Comparison 1 vs 2
Comparison - Fast Change (Counterfactual) vs. Fast Change (DP8)
Notes
1. The discount rate used for calculation is 5.9%
2. The top-most chart showing the difference in annual net market benefits presents Case 2 minus Case 1. A positive value indicates the net benefits of Case 2, while a negative value indicates the net benefits of Case 1
3. All other charts present Case 1 minus Case 2
Case 1 | Fast Change (Counterfactual)
Case 2 | Fast Change (DP8)
NEM difference in annual net market benefits
Select region | NEM
|  | Real June 2019 dollars ($m) | NPV | Early works (NPV) | 2021-22 | 2022-23 | 2023-24 | 2024-25 | 2025-26 | 2026-27 | 2027-28 | 2028-29 | 2029-30 | 2030-31 | 2031-32 | 2032-33 | 2033-34 | 2034-35 | 2035-36 | 2036-37 | 2037-38 | 2038-39 | 2039-40 | 2040-41 | 2041-42
|  | Capex | 8017.0948 |  | 0 | 0 | 115.5664 | 317.593 | 404.7937 | 412.2237 | 817.95 | 975.8122 | 1014.7818 | 1246.9927 | 1646.2042 | 1393.1176 | 1390.0669 | 1319.5625 | 932.9351 | 1034.0049 | 1215.1029 | 1155.912 | 1169.4466 | 1021.2998 | 1158.8217
|  | FOM | -854.9714 |  | -3.1378e-11 | -3.8335e-09 | -43.3283 | -661.4279 | 69.5753 | -16.1995 | -1026.5984 | -109.3205 | -159.9209 | -86.4551 | -365.3771 | 343.1385 | -226.3464 | -236.2095 | 157.7596 | 19.0535 | -91.0169 | 883.3641 | 624.2024 | 541.2485 | -127.175
|  | Fuel | 11420.3713 |  | 0.26214 | 7.0956 | -50.0866 | -17.266 | -45.8645 | 67.9846 | 260.2073 | 176.9046 | 197.113 | 310.3911 | 559.6019 | 1810.4051 | 1900.041 | 1900.8704 | 2540.5393 | 2920.3364 | 3995.3381 | 3793.0131 | 4136.6417 | 4459.8515 | 4640.56
|  | VOM | 368.9243 |  | -0.046961 | -0.7866 | -0.98509 | -8.1295 | -16.3863 | -7.988 | -30.9118 | -35.7633 | -25.4149 | -43.8894 | -36.8631 | 39.2821 | 47.5558 | 49.6524 | 129.9341 | 142.0168 | 201.7068 | 179.0806 | 218.7766 | 247.6739 | 246.6995
|  | REZ | -993.3857 |  | 0 | -0.41947 | -0.41948 | -0.41947 | -0.41947 | -0.72879 | -1.0884 | -1.0884 | -1.0884 | -20.2106 | -31.8816 | -38.1049 | -46.2749 | -57.6674 | -221.5468 | -242.9473 | -456.9621 | -456.9621 | -473.3944 | -533.1137 | -533.1137
|  | DSP+USE | 150.1033 |  | 3.0829e-08 | 0.016373 | 1.6954 | -2.7331 | 25.0908 | 11.2792 | 9.0535 | 16.733 | 16.78 | 13.2597 | 21.5886 | 15.9576 | 18.3062 | 13.5735 | 11.1691 | 35.0015 | 10.9224 | 41.1775 | 59.008 | 11.6744 | 42.4764
|  | Rehab | 251.2581 |  | 0 | 0 | 227.5681 | 45.5136 | -224.3172 | 141.4173 | 268.2053 | -56.892 | 56.892 | 42.2627 | 116.2223 | -3.251 | 0 | -45.5136 | -343.2159 | 90.9876 | -7.8162 | -9.9341 | -5.6649 | -5.1014 | -0.5275
|  | Interconnectors | -4308.7444 | 0 | 0 | -7.6188 | -7.6188 | -137.1141 | -289.491 | -289.491 | -415.0205 | -415.0205 | -415.0205 | -415.0205 | -548.8945 | -702.3598 | -702.3598 | -702.3598 | -785.4415 | -785.4415 | -785.4415 | -785.4415 | -785.4415 | -785.4415 | -785.4415
|  | Net benefits | 14050.6504 | 0 | 0.21518 | -1.7129 | 242.3916 | -463.9835 | -77.0187 | 318.4975 | -118.203 | 551.3651 | 684.1222 | 1047.3305 | 1360.6008 | 2858.1852 | 2380.9888 | 2241.9085 | 2422.1329 | 3213.012 | 4081.8336 | 4800.2095 | 4943.5744 | 4958.0914 | 4642.2998
*Net present value as at 1 July 2019
Note 1: DSP may include unserved energy below the current reliability standard
Note 2: Early works (NPV) represents the net present value of the cost of early works on interconnectors, as detailed in the 2020 ISP report
NEM difference in capacity by year
Select region | NEM
|  | Capacity (MW) | 2021-22 | 2022-23 | 2023-24 | 2024-25 | 2025-26 | 2026-27 | 2027-28 | 2028-29 | 2029-30 | 2030-31 | 2031-32 | 2032-33 | 2033-34 | 2034-35 | 2035-36 | 2036-37 | 2037-38 | 2038-39 | 2039-40 | 2040-41 | 2041-42
|  | Black Coal | 0 | 0 | -1400 | -1680 | -300 | -960 | -960 | -960 | -960 | -1620 | -1585 | -1565 | -1565 | -1285 | 800 | 800 | 800 | 800 | 800 | 800 | 800
|  | Brown Coal | 0 | 0 | 0 | 0 | 0 | -210 | -1860 | -1510 | -1860 | -1460 | -2210 | -2210 | -2210 | -2210 | -2210 | -2790 | -2790 | -2790 | -2790 | -2790 | -2790
|  | CCGT | 0 | 0 | 0 | 0 | 0 | 0 | 0 | 0 | 0 | 0 | 0 | 0 | 0 | 0 | 0 | 0 | 0 | 0 | 0 | 0 | 0
|  | Peaking Gas+Liquids | 0 | 0 | 0 | 752.5343 | 752.5343 | 1392.4306 | 1468.1955 | 1705.9594 | 1921.1614 | 2194.5278 | 3967.2842 | 4842.7366 | 4934.548 | 5566.7519 | 5566.7519 | 6693.9915 | 8140.2089 | 8255.2263 | 8424.3674 | 8424.3674 | 9092.287
|  | Hydro | 0 | 0 | 0 | 0 | 0 | 0 | 0 | 0 | 0 | 0 | -390 | -390 | -390 | -390 | -390 | -390 | -390 | -390 | -390 | -390 | -390
|  | Dispatchable Storage | 0 | 0 | 0 | 0 | 192.4277 | 494.2558 | 1397.2586 | 2092.2161 | 2152.0916 | 2494.7171 | 1542.9501 | 1592.8969 | 1942.043 | 1422.9409 | 1178.7835 | 1259.0776 | 799.8224 | 161.1208 | 292.1849 | -562.3127 | -1420.9785
|  | Behind the Meter Storage | 0 | 0 | 0 | 0 | 0 | 0 | 0 | 0 | 0 | 0 | 0 | 0 | 0 | 0 | 0 | 0 | 0 | 0 | 0 | 0 | 0
|  | Wind | 0 | 0 | 801 | 1801 | 1959.9249 | 1494.1132 | 2668.9704 | 2827.6982 | 2903.2682 | 3975.3624 | 6609.883 | 4328.8395 | 4306.4173 | 3813.0982 | 3168.1067 | 3130.307 | 725.6481 | 1334.6481 | 1578.5291 | 1965.6066 | 2013.9066
|  | Solar | 0 | 0 | 0 | -297.3151 | 173.1841 | -250.7068 | 1443.2781 | 1523.2781 | 1423.2781 | 1652.3305 | 1363.737 | 444.2679 | -538.0665 | -662.1518 | -3935.7352 | -3935.7352 | -5815.7019 | -5665.4019 | -6488.8793 | -8683.5233 | -8683.5233
|  | Distributed PV | 0 | 0 | 0 | 0 | 0 | 0 | 0 | 0 | 0 | 0 | 0 | 0 | 0 | 0 | 0 | 0 | 0 | 0 | 0 | 0 | 0
|  | Dispatchable Capacity | 0 | 0 | -1400 | -927.4657 | 644.962 | 716.6864 | 45.4541 | 1328.1755 | 1253.2531 | 1609.2448 | 1325.2343 | 2270.6334 | 2711.5911 | 3104.6928 | 4945.5354 | 5573.0691 | 6560.0314 | 6036.347 | 6336.5522 | 5482.0546 | 5291.3084
|  | DSP | 0 | 0 | 0 | 0 | 0 | 0 | 0 | 0 | 0 | 0 | 0 | 0 | 0 | 0 | 0 | 0 | 0 | 0 | 0 | 0 | 0
NEM difference in generation by year
Select region | NEM
|  | As-generated generation (GWh) | 2021-22 | 2022-23 | 2023-24 | 2024-25 | 2025-26 | 2026-27 | 2027-28 | 2028-29 | 2029-30 | 2030-31 | 2031-32 | 2032-33 | 2033-34 | 2034-35 | 2035-36 | 2036-37 | 2037-38 | 2038-39 | 2039-40 | 2040-41 | 2041-42
|  | Black Coal | -0.51553 | 336.6163 | -3386.9355 | -6047.6355 | -7043.0646 | -3186.6771 | -10.1861 | 2166.9147 | 2566.4465 | -8450.2937 | -9154.1894 | -10766.6622 | -9597.1473 | -7088.9451 | -991.2714 | 1838.4852 | 6301.7473 | 6046.6523 | 6041.4171 | 6343.1734 | 6799.5948
|  | Brown Coal | -10.4567 | -387.3149 | -377.072 | -1727.4017 | -2961.3933 | -3359.5121 | -13977.6375 | -12710.0014 | -14957.6651 | -11317.4081 | -16795.2789 | -16128.5368 | -16231.5823 | -16516.7439 | -17501.6751 | -20082.2678 | -19633.7135 | -20390.6207 | -20307.5297 | -19546.5531 | -19625.7935
|  | CCGT | 4.7018e-08 | -0.12394 | 20.8841 | 1129.4851 | 852.2194 | 983.7011 | 2606.4428 | 1000.6959 | 1452.8066 | 4582.6877 | 6405.5927 | 8024.3679 | 8730.7409 | 9653.3994 | 9252.9522 | 10559.5588 | 7277.3529 | 9722.5288 | 7043.0457 | 5793.2031 | 7650.8946
|  | Peaking Gas+Liquids | -1.8652e-05 | 1.9417 | 39.0316 | 173.752 | 165.1305 | 212.1786 | 437.2937 | 206.1748 | 244.3953 | 1258.924 | 1911.1471 | 9973.891 | 10415.2201 | 9523.7486 | 13303.2806 | 14917.1387 | 22858.2086 | 20608.4145 | 24912.8033 | 27382.8598 | 27550.3858
|  | Hydro | 7.9306e-08 | -11.2994 | 47.3631 | -253.3597 | -110.6233 | -394.4073 | -593.2926 | -2010.9293 | -554.494 | -1599.2791 | -3551.9209 | -1335.8407 | -1753.9517 | -2225.1992 | -1283.636 | -2752.1671 | -855.1891 | -2964.9668 | -2152.7388 | -1429.382 | -3892.1616
|  | Dispatchable Storage | -3.1576 | -14.2068 | 254.7033 | 10.5941 | -162.2958 | 9.3634 | 1925.1598 | 3363.7945 | 3592.1025 | 2311.8791 | 2079.2562 | 539.6763 | 381.0914 | -113.1651 | -2996.8108 | -3014.9065 | -4665.3354 | -5280.9519 | -5468.196 | -8155.7731 | -9914.4314
|  | Behind the Meter Storage | 0 | 0 | 0 | 0 | 0 | 0 | 0 | 0 | 0 | 0 | 0 | 0 | 0 | 0 | 0 | 0 | 0 | 0 | 0 | 0 | 0
|  | Wind | 2.3698e-07 | -92.747 | 3327.7376 | 6617.5313 | 7315.3615 | 5343.9688 | 7682.1398 | 8307.0054 | 8604.4207 | 10842.7115 | 17409.9266 | 8850.7745 | 9374.4356 | 7873.9598 | 6913.0659 | 5243.4665 | -2436.5934 | -1712.8166 | -1481.4666 | 728.8003 | 1586.0762
|  | Solar | 0 | 0 | 0 | -749.9507 | 447.8315 | -652.862 | 2055.0256 | 1805.0269 | 1616.0576 | 2083.6856 | 922.1918 | -1365.9553 | -3800.6947 | -3966.1911 | -13134.0406 | -13431.61 | -18071.8661 | -15577.0724 | -18553.3161 | -24901.7845 | -26197.5322
|  | Distributed PV | 0 | 0 | 0 | 0 | 0 | 0 | 0 | 0 | 0 | 0 | 0 | 0 | 0 | 0 | 0 | 0 | 0 | 0 | 0 | 0 | 0
Load (GWh)
|  | Dispatchable Storage Load | -3.7425 | -33.2021 | 430.9869 | -89.3611 | -324.6016 | -273.3604 | 1600.5367 | 3497.684 | 3928.7827 | 945.6907 | 1220.7823 | -908.5548 | -1218.1447 | -1544.7085 | -4735.9636 | -4792.5787 | -7023.7389 | -7398.7167 | -7804.4551 | -11441.0198 | -13662.7582 |  |  | #REF!
|  | Behind the Meter Storage Load | 0 | 0 | 0 | 0 | 0 | 0 | 0 | 0 | 0 | 0 | 0 | 0 | 0 | 0 | 0 | 0 | 0 | 0 | 0 | 0 | 0
|  | DSP | 0 | 0 | 0 | 0 | 0 | 0 | 0 | 0 | 0 | 0 | 0 | 0 | 0 | 0 | 0 | 0 | 0 | 0 | 0 | 0 | 0
NEM differences in generation by technology type
Select region | NEM
|  | As-generated generation (GWh) | 2021-22: 2021-22; 2022-23: 2031-32; 2023-24: 2041-42
|  | Black Coal | 2021-22: -0.51553; 2022-23: -9154.1894; 2023-24: 6799.5948
|  | Brown Coal | 2021-22: -10.4567; 2022-23: -16795.2789; 2023-24: -19625.7935
|  | CCGT | 2021-22: 4.7018e-08; 2022-23: 6405.5927; 2023-24: 7650.8946
|  | Peaking Gas+Liquids | 2021-22: -1.8652e-05; 2022-23: 1911.1471; 2023-24: 27550.3858
|  | Hydro | 2021-22: 7.9306e-08; 2022-23: -3551.9209; 2023-24: -3892.1616
|  | Dispatchable Storage | 2021-22: -3.1576; 2022-23: 2079.2562; 2023-24: -9914.4314
|  | Behind the Meter Storage | 2021-22: 0; 2022-23: 0; 2023-24: 0
|  | Wind | 2021-22: 2.3698e-07; 2022-23: 17409.9266; 2023-24: 1586.0762
|  | Solar | 2021-22: 0; 2022-23: 922.1918; 2023-24: -26197.5322
|  | Distributed PV | 2021-22: 0; 2022-23: 0; 2023-24: 0
Load (GWh)
|  | Dispatchable Storage Load | 2021-22: -3.7425; 2022-23: 1220.7823; 2023-24: -13662.7582
|  | Behind the Meter Storage Load | 2021-22: 0; 2022-23: 0; 2023-24: 0
|  | DSP | 2021-22: 0; 2022-23: 0; 2023-24: 0
NEM differences in storage capacity by year
Select region | NEM
|  | Capacity (MW) | 2021-22 | 2022-23 | 2023-24 | 2024-25 | 2025-26 | 2026-27 | 2027-28 | 2028-29 | 2029-30 | 2030-31 | 2031-32 | 2032-33 | 2033-34 | 2034-35 | 2035-36 | 2036-37 | 2037-38 | 2038-39 | 2039-40 | 2040-41 | 2041-42
|  | Shallow Storage | 0 | 0 | 0 | 0 | 0 | 0 | 0 | 0 | 0 | 19.6583 | 329.9113 | 329.9113 | 329.9113 | 329.9113 | 300.6197 | -253.8413 | -244.5803 | -761.9028 | -680.8938 | -680.8938 | -1563.6723
|  | Medium Storage | 0 | 0 | 0 | 0 | 192.4277 | 423.8224 | 1326.8252 | 2021.7827 | 2081.6582 | 2404.6254 | 1087.2557 | 1137.2026 | 1369.8817 | 819.6602 | 231.0632 | 873.1224 | 630.4494 | 630.4494 | 630.4494 | -224.0482 | -199.9355
|  | Deep Storage | 0 | 0 | 0 | 0 | 0 | 0 | 0 | 0 | 0 | 0 | 55.3496 | 55.3496 | 80.2104 | 80.2104 | 453.9415 | 446.6373 | 220.7942 | 99.415 | 149.4701 | 149.4701 | 149.4701
|  | Behind the Meter Storage | 0 | 0 | 0 | 0 | 0 | 0 | 0 | 0 | 0 | 0 | 0 | 0 | 0 | 0 | 0 | 0 | 0 | 0 | 0 | 0 | 0
NEM differences in storage generation by year
Select region | NEM
|  | As-generated generation (GWh) | 2021-22 | 2022-23 | 2023-24 | 2024-25 | 2025-26 | 2026-27 | 2027-28 | 2028-29 | 2029-30 | 2030-31 | 2031-32 | 2032-33 | 2033-34 | 2034-35 | 2035-36 | 2036-37 | 2037-38 | 2038-39 | 2039-40 | 2040-41 | 2041-42
|  | Shallow Storage | -3.1576 | -5.1171 | 38.0567 | -5.0487 | 2.7 | 1.4045 | 0.57551 | -13.3987 | -32.2871 | -54.7812 | 81.131 | -102.0292 | -204.947 | -191.4666 | -333.0521 | -674.7595 | -858.8798 | -1269.5889 | -1346.8727 | -1290.0784 | -1895.9821
|  | Medium Storage | 1.2478e-08 | -9.0897 | 216.6465 | 89.0519 | 283.1521 | 589.4006 | 1955.3835 | 3028.6552 | 3297.7336 | 3501.2948 | 2047.7017 | 1818.1673 | 1920.0512 | 1332.5283 | -1825.1797 | -1183.8739 | -1248.3288 | -1356.9346 | -1526.7914 | -3815.121 | -4286.5948
|  | Deep Storage | 0 | 0 | 0 | -73.4092 | -448.1479 | -647.4172 | -104.3292 | 282.9046 | 259.0234 | -1198.9839 | -114.097 | -1225.5944 | -1432.9382 | -1377.1762 | -963.709 | -1275.6731 | -2652.9385 | -2744.1168 | -2669.8443 | -3125.1836 | -3799.3539
|  | Behind the Meter Storage | 0 | 0 | 0 | 0 | 0 | 0 | 0 | 0 | 0 | 0 | 0 | 0 | 0 | 0 | 0 | 0 | 0 | 0 | 0 | 0 | 0
NEM differences in dispatchable capacity built by year vs cumulative coal retirements
Select region | NEM
|  | Capacity Built (MW) | 2021-22 | 2022-23 | 2023-24 | 2024-25 | 2025-26 | 2026-27 | 2027-28 | 2028-29 | 2029-30 | 2030-31 | 2031-32 | 2032-33 | 2033-34 | 2034-35 | 2035-36 | 2036-37 | 2037-38 | 2038-39 | 2039-40 | 2040-41 | 2041-42
|  | CCGT | 0 | 0 | 0 | 0 | 0 | 0 | 0 | 0 | 0 | 0 | 0 | 0 | 0 | 0 | 0 | 0 | 0 | 0 | 0 | 0 | 0
|  | Peaking Gas+Liquids | 0 | 0 | 0 | 752.5343 | 752.5343 | 1392.4306 | 1468.1955 | 1705.9594 | 1921.1614 | 2194.5278 | 3967.2842 | 4842.7366 | 4934.548 | 5566.7519 | 5566.7519 | 6693.9915 | 8140.2089 | 8255.2263 | 8424.3674 | 8424.3674 | 9092.287
|  | Hydro | 0 | 0 | 0 | 0 | 0 | 0 | 0 | 0 | 0 | 0 | -390 | -390 | -390 | -390 | -390 | -390 | -390 | -390 | -390 | -390 | -390
|  | Shallow Storage | 0 | 0 | 0 | 0 | 0 | 0 | 0 | 0 | 0 | 19.6583 | 329.9113 | 329.9113 | 329.9113 | 329.9113 | 300.6197 | -253.8413 | -244.5803 | -761.9028 | -680.8938 | -680.8938 | -1563.6723
|  | Medium Storage | 0 | 0 | 0 | 0 | 192.4277 | 423.8224 | 1326.8252 | 2021.7827 | 2081.6582 | 2404.6254 | 1087.2557 | 1137.2026 | 1369.8817 | 819.6602 | 231.0632 | 873.1224 | 630.4494 | 630.4494 | 630.4494 | -224.0482 | -199.9355
|  | Deep Storage | 0 | 0 | 0 | 0 | 0 | 0 | 0 | 0 | 0 | 0 | 55.3496 | 55.3496 | 80.2104 | 80.2104 | 453.9415 | 446.6373 | 220.7942 | 99.415 | 149.4701 | 149.4701 | 149.4701
|  | DSP | 0 | 0 | 0 | 0 | 0 | 0 | 0 | 0 | 0 | 0 | 0 | 0 | 0 | 0 | 0 | 0 | 0 | 0 | 0 | 0 | 0
|  | New Interconnectors | 0 | -85 | -85 | -985 | -985 | -985 | -2850 | -2850 | -2850 | -2850 | -3600 | -4422.5 | -4422.5 | -4422.5 | -5877.5 | -5877.5 | -5877.5 | -5877.5 | -5877.5 | -5877.5 | -5877.5
|  | Retired Coal | 0 | 0 | 1400 | 1680 | 300 | 1170 | 2820 | 2470 | 2820 | 3080 | 3795 | 3775 | 3775 | 3495 | 1410 | 1990 | 1990 | 1990 | 1990 | 1990 | 1990
|  | Retired Dispatchable | 0 | 0 | 1400 | 1680 | 300 | 1170 | 2820 | 2470 | 2820 | 3080 | 3795 | 3775 | 3775 | 3495 | 1410 | 1990 | 1990 | 1990 | 1990 | 1990 | 1990
Note: Capacity built in 2021-22 includes all capacity built since 2019-20
Emissions trajectory comparison
|  | Emissions (Mt CO2-e) | Total | 2021-22 | 2022-23 | 2023-24 | 2024-25 | 2025-26 | 2026-27 | 2027-28 | 2028-29 | 2029-30 | 2030-31 | 2031-32 | 2032-33 | 2033-34 | 2034-35 | 2035-36 | 2036-37 | 2037-38 | 2038-39 | 2039-40 | 2040-41 | 2041-42
|  | Fast Change (Counterfactual) | 1669.2213 | 126.4343 | 124.4721 | 119.176 | 111.511 | 107.5182 | 103.6844 | 98.1725 | 93.521 | 91.8646 | 82.1164 | 66.8329 | 65.6459 | 67.7604 | 66.2093 | 49.8556 | 46.2703 | 49.8005 | 46.8049 | 49.2972 | 51.5474 | 50.7264
|  | Fast Change (DP8) | 1821.7217 | 126.4499 | 124.6298 | 123.1929 | 118.8678 | 117.2832 | 109.9429 | 112.7879 | 105.5196 | 106.1225 | 99.4774 | 90.6265 | 83.7458 | 84.4524 | 80.9285 | 56.9719 | 52.1635 | 46.7679 | 45.5901 | 46.2843 | 46.0356 | 43.8813

## Capacity_1
Installed capacity by technology (MW) - Fast Change (Counterfactual)
Capacity calculated on 1 July. Years are financial year ending. In early study years some wind and solar projects enter later in the financial year and are reflected in the following financial year's capacity.
Region | Technology | Existing+Committed in 2021 | 2022 | 2023 | 2024 | 2025 | 2026 | 2027 | 2028 | 2029 | 2030 | 2031 | 2032 | 2033 | 2034 | 2035 | 2036 | 2037 | 2038 | 2039 | 2040 | 2041 | 2042
NEM | Black Coal | 18336 | 18336 | 17861 | 14986 | 14706 | 14046 | 12666 | 12666 | 11966 | 11966 | 10586 | 9241 | 7801 | 7801 | 7801 | 5746 | 5046 | 3896 | 3896 | 3896 | 3896 | 3896
NEM | Brown Coal | 4820 | 4820 | 4820 | 4820 | 4820 | 4820 | 4260 | 2610 | 2610 | 2260 | 1910 | 1160 | 1160 | 1160 | 1160 | 1160 | 580 | 580 | 580 | 580 | 580 | 580
NEM | CCGT | 4285.9 | 4285.9 | 4045.9 | 3865.9 | 3865.9 | 3865.9 | 3865.9 | 3865.9 | 3480.9 | 3480.9 | 3480.9 | 3480.9 | 3480.9 | 3480.9 | 3480.9 | 2680.9 | 2680.9 | 2151.9 | 2151.9 | 1508.5 | 1508.5 | 1508.5
NEM | Peaking Gas+Liquids | 6812.873 | 6812.873 | 6812.873 | 6812.873 | 7565.4073 | 7565.4073 | 8205.3036 | 8281.0685 | 8518.8324 | 8734.0344 | 8624.9008 | 10397.6572 | 11038.7696 | 10668.581 | 11183.7849 | 11053.7849 | 12181.0245 | 13627.2419 | 13742.2593 | 13471.4004 | 13351.4004 | 14019.32
NEM | Hydro | 6906.5 | 6906.5 | 6906.5 | 6906.5 | 6906.5 | 6906.5 | 6906.5 | 6906.5 | 6906.5 | 6906.5 | 6906.5 | 6906.5 | 6906.5 | 6906.5 | 6906.5 | 6906.5 | 6906.5 | 6820.1 | 6820.1 | 6820.1 | 6820.1 | 6820.1
NEM | Dispatchable Storage | 1319.7936 | 1362.6772 | 1408.8796 | 1437.7073 | 3509.414 | 3816.451 | 4327.5513 | 5511.8428 | 6569.5586 | 7089.1438 | 7770.0603 | 8755.7289 | 9065.2013 | 9763.9559 | 10031.7082 | 11479.6846 | 12416.3906 | 13437.9496 | 13803.0831 | 14236.0843 | 14388.9792 | 14564.6765
NEM | Behind the Meter Storage | 329.6904 | 394.0158 | 502.3282 | 645.4006 | 845.2153 | 1006.4745 | 1122.1592 | 1242.6668 | 1362.5452 | 1487.7265 | 1484.0132 | 1467.8617 | 1403.4351 | 1352.4704 | 1340.275 | 1377.8226 | 1418.0857 | 1461.0908 | 1531.8096 | 1610.9029 | 1636.8825 | 1661.0009
NEM | Wind | 9005.458 | 9005.458 | 10092.658 | 10893.658 | 11893.658 | 12052.5829 | 12312.3829 | 14435.6967 | 14854.4245 | 15099.2445 | 17946.7015 | 21355.0634 | 21993.6826 | 22083.3417 | 22083.3417 | 26193.3417 | 27353.3417 | 29408.1139 | 29408.1139 | 29587.5477 | 29869.3261 | 29869.3261
NEM | Solar | 5151.711 | 5151.711 | 5941.711 | 5941.711 | 5941.711 | 6955.3985 | 7476.6727 | 10748.6633 | 10848.6633 | 10848.6633 | 12752.7107 | 13710.147 | 13912.6755 | 13950.1183 | 13950.1183 | 13950.1183 | 13950.1183 | 13950.1183 | 13950.1183 | 13950.1183 | 13950.1183 | 13950.1183
NEM | Distributed PV | 11725.2102 | 13358.6513 | 14778.5458 | 15788.7095 | 17313.8568 | 17570.1087 | 17811.5834 | 18051.264 | 18411.2034 | 18678.3949 | 18919.3935 | 19209.2685 | 19804.1545 | 20545.8244 | 21687.6239 | 23486.8983 | 24366.3757 | 25175.6938 | 25819.9781 | 26440.3491 | 27609.8691 | 28791.9392
Total |  | 68693.1362 | 70433.7862 | 73170.3957 | 72098.4594 | 77367.6624 | 78604.8229 | 78954.0532 | 84319.6021 | 85528.6274 | 86550.6075 | 90381.18 | 95684.1266 | 96566.3185 | 97712.6917 | 99625.252 | 104035.0504 | 106898.7364 | 110508.2082 | 111703.3622 | 112101.0027 | 113611.1755 | 115660.9809
NEM | DSP | 442.51 | 481.9947 | 523.9087 | 563.5537 | 604.8769 | 642.2207 | 683.7217 | 723.7206 | 769.3578 | 813.2293 | 856.8643 | 902.9323 | 945.2407 | 987.7993 | 1036.2071 | 1080.8117 | 1130.9974 | 1182.6764 | 1231.8342 | 1286.6284 | 1339.5566 | 1392.374
Total including DSP |  | 69135.6462 | 70915.7809 | 73694.3044 | 72662.0131 | 77972.5393 | 79247.0436 | 79637.7749 | 85043.3227 | 86297.9852 | 87363.8367 | 91238.0442 | 96587.0589 | 97511.5592 | 98700.4909 | 100661.459 | 105115.8622 | 108029.7338 | 111690.8846 | 112935.1964 | 113387.631 | 114950.7321 | 117053.3549
Region | Technology | Existing+Committed in 2021 | 2022 | 2023 | 2024 | 2025 | 2026 | 2027 | 2028 | 2029 | 2030 | 2031 | 2032 | 2033 | 2034 | 2035 | 2036 | 2037 | 2038 | 2039 | 2040 | 2041 | 2042
NSW | Black Coal | 10210 | 10210 | 9735 | 8260 | 8260 | 7600 | 6220 | 6220 | 6220 | 6220 | 4840 | 3495 | 2055 | 2055 | 2055 | 0 | 0 | 0 | 0 | 0 | 0 | 0
NSW | Brown Coal | 0 | 0 | 0 | 0 | 0 | 0 | 0 | 0 | 0 | 0 | 0 | 0 | 0 | 0 | 0 | 0 | 0 | 0 | 0 | 0 | 0 | 0
NSW | CCGT | 440 | 440 | 440 | 440 | 440 | 440 | 440 | 440 | 440 | 440 | 440 | 440 | 440 | 440 | 440 | 440 | 440 | 440 | 440 | 440 | 440 | 440
NSW | Peaking Gas+Liquids | 1561.233 | 1561.233 | 1561.233 | 1561.233 | 2170.0599 | 2170.0599 | 2809.9562 | 2885.7211 | 3123.485 | 3338.687 | 3612.0534 | 5384.8099 | 6260.2622 | 6352.0736 | 6984.2775 | 6934.2775 | 8061.5171 | 8061.5171 | 8124.9181 | 8294.0592 | 8294.0592 | 8961.9788
NSW | Hydro | 2285 | 2285 | 2285 | 2285 | 2285 | 2285 | 2285 | 2285 | 2285 | 2285 | 2285 | 2285 | 2285 | 2285 | 2285 | 2285 | 2285 | 2285 | 2285 | 2285 | 2285 | 2285
NSW | Dispatchable Storage | 313.7705 | 334.493 | 350.2299 | 366.634 | 2424.1493 | 2473.9091 | 2705.2563 | 2821.6701 | 2964.6659 | 3149.9788 | 3301.5126 | 3448.4898 | 3544.7921 | 3821.1409 | 3966.9458 | 4091.105 | 4263.0386 | 4361.0793 | 4460.3946 | 4569.9989 | 4623.9143 | 4676.7628
NSW | Behind the Meter Storage | 110.6557 | 141.7395 | 191.677 | 257.2484 | 348.6901 | 420.5922 | 471.2117 | 519.597 | 560.7392 | 609.0119 | 608.0252 | 599.9454 | 568.6618 | 547.1835 | 537.642 | 549.0496 | 562.6329 | 578.2557 | 603.7149 | 631.6811 | 639.84 | 647.1508
NSW | Wind | 1639.46 | 1639.46 | 1866.46 | 2067.46 | 2067.46 | 2181.3849 | 2181.3849 | 2181.3849 | 2181.3849 | 2181.3849 | 3501.3849 | 6191.3849 | 6191.3849 | 6191.3849 | 6191.3849 | 10301.3849 | 10301.3849 | 10301.3849 | 10301.3849 | 10301.3849 | 10301.3849 | 10301.3849
NSW | Solar | 1837.317 | 1837.317 | 2217.317 | 2217.317 | 2217.317 | 2838.3921 | 2838.3921 | 2838.3921 | 2838.3921 | 2838.3921 | 2838.3921 | 2838.3921 | 2838.3921 | 2838.3921 | 2838.3921 | 2838.3921 | 2838.3921 | 2838.3921 | 2838.3921 | 2838.3921 | 2838.3921 | 2838.3921
NSW | Distributed PV | 3101.6788 | 3563.5582 | 4101.991 | 4538.7039 | 5162.6113 | 5225.0098 | 5277.702 | 5328.6455 | 5438.2366 | 5502.4147 | 5553.0633 | 5627.2651 | 5831.4214 | 6096.5711 | 6495.0321 | 7126.807 | 7382.168 | 7641.9431 | 7838.3385 | 8024.0062 | 8403.4668 | 8781.4207
Total |  | 21499.115 | 22012.8008 | 22748.9079 | 21993.5963 | 25375.2877 | 25634.348 | 25228.9032 | 25520.4108 | 26051.9037 | 26564.8694 | 26979.4315 | 30310.2872 | 30014.9145 | 30626.7461 | 31793.6745 | 34566.0161 | 36134.1337 | 36507.5722 | 36892.1431 | 37384.5223 | 37826.0573 | 38932.09
NSW | DSP | 93.24 | 108.9702 | 125.7417 | 141.5464 | 157.576 | 172.5971 | 189.7623 | 205.2943 | 224.6814 | 243.7857 | 261.3059 | 279.5118 | 297.6069 | 315.4147 | 337.184 | 354.2201 | 374.2368 | 395.7139 | 418.2215 | 438.9016 | 460.7186 | 481.5922
Total including DSP |  | 21592.355 | 22121.771 | 22874.6496 | 22135.1427 | 25532.8637 | 25806.9451 | 25418.6655 | 25725.705 | 26276.5852 | 26808.6551 | 27240.7375 | 30589.799 | 30312.5214 | 30942.1608 | 32130.8585 | 34920.2362 | 36508.3704 | 36903.286 | 37310.3646 | 37823.424 | 38286.7759 | 39413.6822
Region | Technology | Existing+Committed in 2021 | 2022 | 2023 | 2024 | 2025 | 2026 | 2027 | 2028 | 2029 | 2030 | 2031 | 2032 | 2033 | 2034 | 2035 | 2036 | 2037 | 2038 | 2039 | 2040 | 2041 | 2042
QLD | Black Coal | 8126 | 8126 | 8126 | 6726 | 6446 | 6446 | 6446 | 6446 | 5746 | 5746 | 5746 | 5746 | 5746 | 5746 | 5746 | 5746 | 5046 | 3896 | 3896 | 3896 | 3896 | 3896
QLD | Brown Coal | 0 | 0 | 0 | 0 | 0 | 0 | 0 | 0 | 0 | 0 | 0 | 0 | 0 | 0 | 0 | 0 | 0 | 0 | 0 | 0 | 0 | 0
QLD | CCGT | 1596.9 | 1596.9 | 1596.9 | 1596.9 | 1596.9 | 1596.9 | 1596.9 | 1596.9 | 1211.9 | 1211.9 | 1211.9 | 1211.9 | 1211.9 | 1211.9 | 1211.9 | 1211.9 | 1211.9 | 1211.9 | 1211.9 | 1068.5 | 1068.5 | 1068.5
QLD | Peaking Gas+Liquids | 1909.5 | 1909.5 | 1909.5 | 1909.5 | 1909.5 | 1909.5 | 1909.5 | 1909.5 | 1909.5 | 1909.5 | 1909.5 | 1909.5 | 1909.5 | 1617.5 | 1500.5 | 1500.5 | 1500.5 | 2477.0719 | 2528.6883 | 2528.6883 | 2528.6883 | 2528.6883
QLD | Hydro | 152.4 | 152.4 | 152.4 | 152.4 | 152.4 | 152.4 | 152.4 | 152.4 | 152.4 | 152.4 | 152.4 | 152.4 | 152.4 | 152.4 | 152.4 | 152.4 | 152.4 | 66 | 66 | 66 | 66 | 66
QLD | Dispatchable Storage | 607.5068 | 618.4171 | 646.932 | 655.9994 | 666.0394 | 694.3782 | 745.3893 | 812.9868 | 1379.1491 | 1486.4773 | 1640.0387 | 1713.1206 | 1834.5638 | 2227.8376 | 2293.3595 | 2366.6655 | 2753.9595 | 3021.3411 | 3088.0233 | 3247.5663 | 3291.1107 | 3335.1762
QLD | Behind the Meter Storage | 56.2603 | 72.6257 | 98.9982 | 134.0733 | 183.9355 | 226.398 | 258.9822 | 290.2816 | 313.2146 | 343.3741 | 334.0244 | 325.1055 | 317.9382 | 307.9184 | 307.596 | 314.9927 | 322.5337 | 332.1875 | 350.151 | 371.4778 | 380.252 | 388.7807
QLD | Wind | 676.608 | 676.608 | 1176.608 | 1776.608 | 2776.608 | 2821.608 | 2821.608 | 3231.2168 | 3511.1446 | 3586.7146 | 3956.7495 | 3956.7495 | 4291.9215 | 4291.9215 | 4291.9215 | 4291.9215 | 4291.9215 | 4291.9215 | 4291.9215 | 4291.9215 | 4291.9215 | 4291.9215
QLD | Solar | 1971.857 | 1971.857 | 2381.857 | 2381.857 | 2381.857 | 2381.857 | 2803.1312 | 3023.9162 | 3023.9162 | 3023.9162 | 3874.7318 | 4116.5722 | 4319.1007 | 4356.5435 | 4356.5435 | 4356.5435 | 4356.5435 | 4356.5435 | 4356.5435 | 4356.5435 | 4356.5435 | 4356.5435
QLD | Distributed PV | 4120.1245 | 4740.1241 | 5105.2579 | 5344.2896 | 5730.9486 | 5859.5078 | 5986.5469 | 6113.4889 | 6255.5526 | 6386.0427 | 6513.5704 | 6649.7201 | 6824.6633 | 7055.3634 | 7305.4892 | 7713.7603 | 7993.8609 | 8237.5789 | 8457.0151 | 8676.297 | 9016.6126 | 9361.8969
Total |  | 19217.1566 | 19864.4318 | 21194.4531 | 20677.6273 | 21844.1885 | 22088.549 | 22720.4576 | 23576.6903 | 23502.7771 | 23846.325 | 25338.9148 | 25781.0679 | 26607.9875 | 26967.3844 | 27165.7097 | 27654.6835 | 27629.6192 | 27890.5445 | 28246.2428 | 28502.9944 | 28895.6287 | 29293.5071
QLD | DSP | 202.14 | 209.0765 | 217.4208 | 224.6334 | 231.458 | 238.3062 | 245.3805 | 254.1702 | 261.4568 | 268.4465 | 275.7043 | 284.2854 | 291.6903 | 299.8223 | 307.888 | 317.3999 | 325.4331 | 334.8069 | 343.0265 | 353.8067 | 362.9769 | 371.5053
Total including DSP |  | 19419.2966 | 20073.5084 | 21411.8739 | 20902.2607 | 22075.6466 | 22326.8553 | 22965.8381 | 23830.8605 | 23764.2339 | 24114.7715 | 25614.6192 | 26065.3533 | 26899.6778 | 27267.2067 | 27473.5976 | 27972.0835 | 27955.0523 | 28225.3514 | 28589.2693 | 28856.8011 | 29258.6056 | 29665.0124
Region | Technology | Existing+Committed in 2021 | 2022 | 2023 | 2024 | 2025 | 2026 | 2027 | 2028 | 2029 | 2030 | 2031 | 2032 | 2033 | 2034 | 2035 | 2036 | 2037 | 2038 | 2039 | 2040 | 2041 | 2042
VIC | Black Coal | 0 | 0 | 0 | 0 | 0 | 0 | 0 | 0 | 0 | 0 | 0 | 0 | 0 | 0 | 0 | 0 | 0 | 0 | 0 | 0 | 0 | 0
VIC | Brown Coal | 4820 | 4820 | 4820 | 4820 | 4820 | 4820 | 4260 | 2610 | 2610 | 2260 | 1910 | 1160 | 1160 | 1160 | 1160 | 1160 | 580 | 580 | 580 | 580 | 580 | 580
VIC | CCGT | 500 | 500 | 500 | 500 | 500 | 500 | 500 | 500 | 500 | 500 | 500 | 500 | 500 | 500 | 500 | 500 | 500 | 500 | 500 | 0 | 0 | 0
VIC | Peaking Gas+Liquids | 1900 | 1900 | 1900 | 1900 | 1900 | 1900 | 1900 | 1900 | 1900 | 1900 | 1900 | 1900 | 1900 | 1730 | 1730 | 1730 | 1730 | 1730 | 1730 | 1290 | 1290 | 1290
VIC | Hydro | 2206 | 2206 | 2206 | 2206 | 2206 | 2206 | 2206 | 2206 | 2206 | 2206 | 2206 | 2206 | 2206 | 2206 | 2206 | 2206 | 2206 | 2206 | 2206 | 2206 | 2206 | 2206
VIC | Dispatchable Storage | 111.8424 | 122.1407 | 129.3825 | 137.8738 | 147.2036 | 365.9943 | 571.7343 | 1539.9723 | 1840.713 | 2020.5019 | 2372.173 | 2794.4276 | 2866.6834 | 2872.9971 | 2927.2574 | 3674.9037 | 3764.3153 | 4192.5391 | 4367.5858 | 4504.7628 | 4549.0855 | 4616.962
VIC | Behind the Meter Storage | 55.2636 | 70.7111 | 94.5649 | 127.7239 | 174.6569 | 213.7925 | 241.6796 | 273.6919 | 312.7265 | 353.5152 | 367.8688 | 376.2818 | 362.6683 | 350.0343 | 349.576 | 364.2066 | 379.0494 | 393.596 | 414.9774 | 438.2215 | 446.2058 | 453.5878
VIC | Wind | 3976.73 | 3976.73 | 4336.93 | 4336.93 | 4336.93 | 4336.93 | 4596.73 | 4977.93 | 5116.73 | 5376.73 | 6542.8914 | 7261.2533 | 7564.7005 | 7880.5597 | 7880.5597 | 7880.5597 | 9040.5597 | 10800.4492 | 10800.4492 | 10979.883 | 11300.6614 | 11300.6614
VIC | Solar | 964.537 | 964.537 | 964.537 | 964.537 | 964.537 | 1064.537 | 1164.537 | 3848.0032 | 3948.0032 | 3948.0032 | 5001.2351 | 5716.831 | 5716.831 | 5716.831 | 5716.831 | 5716.831 | 5716.831 | 5716.831 | 5716.831 | 5716.831 | 5716.831 | 5716.831
VIC | Distributed PV | 2772.9194 | 3198.3098 | 3613.8339 | 3889.9725 | 4308.798 | 4366.9872 | 4423.513 | 4480.0366 | 4576.5716 | 4642.3105 | 4699.6645 | 4770.3408 | 4962.954 | 5177.1022 | 5615.3042 | 6236.3508 | 6527.1722 | 6777.3394 | 6965.6028 | 7143.8757 | 7503.1633 | 7861.5712
Total |  | 17307.2924 | 17758.4286 | 18565.2483 | 18883.0372 | 19358.1255 | 19774.241 | 19864.1939 | 22335.6341 | 23010.7442 | 23207.0608 | 25499.8328 | 26685.1345 | 27239.8373 | 27593.5242 | 28085.5282 | 29468.8518 | 30443.9275 | 32896.7547 | 33281.4462 | 32859.574 | 33591.947 | 34025.6133
VIC | DSP | 84.63 | 97.378 | 109.5824 | 121.8787 | 136.0346 | 147.3209 | 160.0883 | 172.6159 | 186.5326 | 199.0557 | 213.2594 | 227.5032 | 239.8286 | 252.8366 | 266.4402 | 280.3259 | 296.9903 | 312.2446 | 326.1545 | 344.6726 | 361.8003 | 378.9913
Total including DSP |  | 17391.9224 | 17855.8066 | 18674.8308 | 19004.9159 | 19494.1601 | 19921.5619 | 20024.2823 | 22508.2499 | 23197.2769 | 23406.1165 | 25713.0921 | 26912.6376 | 27479.6659 | 27846.3608 | 28351.9684 | 29749.1777 | 30740.9178 | 33208.9992 | 33607.6007 | 33204.2466 | 33953.7474 | 34404.6046
Region | Technology | Existing+Committed in 2021 | 2022 | 2023 | 2024 | 2025 | 2026 | 2027 | 2028 | 2029 | 2030 | 2031 | 2032 | 2033 | 2034 | 2035 | 2036 | 2037 | 2038 | 2039 | 2040 | 2041 | 2042
SA | Black Coal | 0 | 0 | 0 | 0 | 0 | 0 | 0 | 0 | 0 | 0 | 0 | 0 | 0 | 0 | 0 | 0 | 0 | 0 | 0 | 0 | 0 | 0
SA | Brown Coal | 0 | 0 | 0 | 0 | 0 | 0 | 0 | 0 | 0 | 0 | 0 | 0 | 0 | 0 | 0 | 0 | 0 | 0 | 0 | 0 | 0 | 0
SA | CCGT | 1749 | 1749 | 1509 | 1329 | 1329 | 1329 | 1329 | 1329 | 1329 | 1329 | 1329 | 1329 | 1329 | 1329 | 1329 | 529 | 529 | 0 | 0 | 0 | 0 | 0
SA | Peaking Gas+Liquids | 1264.14 | 1264.14 | 1264.14 | 1264.14 | 1407.8474 | 1407.8474 | 1407.8474 | 1407.8474 | 1407.8474 | 1407.8474 | 1025.3474 | 1025.3474 | 791.0074 | 791.0074 | 791.0074 | 711.0074 | 711.0074 | 1180.6529 | 1180.6529 | 1180.6529 | 1180.6529 | 1180.6529
SA | Hydro | 0 | 0 | 0 | 0 | 0 | 0 | 0 | 0 | 0 | 0 | 0 | 0 | 0 | 0 | 0 | 0 | 0 | 0 | 0 | 0 | 0 | 0
SA | Dispatchable Storage | 282.2554 | 282.1195 | 276.2367 | 270.4045 | 264.3033 | 271.972 | 290.3922 | 316.2512 | 355.6346 | 392.5397 | 408.8476 | 745.4119 | 760.8455 | 778.9669 | 775.8323 | 1271.6741 | 1553.7511 | 1777.0611 | 1796.6134 | 1818.5987 | 1827.973 | 1837.224
SA | Behind the Meter Storage | 100.883 | 100.6792 | 106.4835 | 112.5505 | 119.2623 | 123.5733 | 125.6537 | 131.8076 | 145.4603 | 148.6341 | 141.2453 | 134.7886 | 124.6173 | 118.9487 | 117.4092 | 120.718 | 124.2366 | 126.7932 | 131.6044 | 137.0499 | 138.0397 | 138.9061
SA | Wind | 2139.71 | 2139.71 | 2139.71 | 2139.71 | 2139.71 | 2139.71 | 2139.71 | 2847.0976 | 2847.0976 | 2756.3476 | 2747.6082 | 2747.6082 | 2747.6082 | 2521.4082 | 2521.4082 | 2521.4082 | 2521.4082 | 2521.4082 | 2521.4082 | 2521.4082 | 2482.4082 | 2482.4082
SA | Solar | 378 | 378 | 378 | 378 | 378 | 670.6124 | 670.6124 | 888.3518 | 888.3518 | 888.3518 | 888.3518 | 888.3518 | 888.3518 | 888.3518 | 888.3518 | 888.3518 | 888.3518 | 888.3518 | 888.3518 | 888.3518 | 888.3518 | 888.3518
SA | Distributed PV | 1529.1054 | 1635.302 | 1716.4369 | 1762.2894 | 1835.1177 | 1842.2507 | 1847.7641 | 1853.3532 | 1862.8343 | 1869.4035 | 1875.2119 | 1883.6723 | 1902.036 | 1925.9892 | 1961.8153 | 2067.2724 | 2110.3551 | 2155.5272 | 2189.3386 | 2221.1222 | 2295.8634 | 2380.8998
Total |  | 7443.0938 | 7548.9507 | 7390.0071 | 7256.0945 | 7473.2407 | 7784.9658 | 7810.9798 | 8773.7088 | 8836.2258 | 8792.1241 | 8415.6122 | 8754.1803 | 8543.4662 | 8353.6721 | 8384.8242 | 8109.4319 | 8438.1102 | 8649.7944 | 8707.9693 | 8767.1836 | 8813.289 | 8908.4428
SA | DSP | 32.99 | 37.0359 | 41.3702 | 45.5242 | 49.726 | 53.825 | 58.1257 | 61.8148 | 66.1765 | 70.8127 | 75.3244 | 80.2075 | 84.595 | 88.0512 | 92.8604 | 97.1121 | 102.3988 | 107.7343 | 112.0587 | 116.6412 | 121.3224 | 127.2525
Total including DSP |  | 7476.0838 | 7585.9866 | 7431.3774 | 7301.6187 | 7522.9667 | 7838.7908 | 7869.1055 | 8835.5236 | 8902.4024 | 8862.9367 | 8490.9366 | 8834.3878 | 8628.0612 | 8441.7233 | 8477.6846 | 8206.544 | 8540.509 | 8757.5287 | 8820.028 | 8883.8248 | 8934.6113 | 9035.6953
Region | Technology | Existing+Committed in 2021 | 2022 | 2023 | 2024 | 2025 | 2026 | 2027 | 2028 | 2029 | 2030 | 2031 | 2032 | 2033 | 2034 | 2035 | 2036 | 2037 | 2038 | 2039 | 2040 | 2041 | 2042
TAS | Black Coal | 0 | 0 | 0 | 0 | 0 | 0 | 0 | 0 | 0 | 0 | 0 | 0 | 0 | 0 | 0 | 0 | 0 | 0 | 0 | 0 | 0 | 0
TAS | Brown Coal | 0 | 0 | 0 | 0 | 0 | 0 | 0 | 0 | 0 | 0 | 0 | 0 | 0 | 0 | 0 | 0 | 0 | 0 | 0 | 0 | 0 | 0
TAS | CCGT | 0 | 0 | 0 | 0 | 0 | 0 | 0 | 0 | 0 | 0 | 0 | 0 | 0 | 0 | 0 | 0 | 0 | 0 | 0 | 0 | 0 | 0
TAS | Peaking Gas+Liquids | 178 | 178 | 178 | 178 | 178 | 178 | 178 | 178 | 178 | 178 | 178 | 178 | 178 | 178 | 178 | 178 | 178 | 178 | 178 | 178 | 58 | 58
TAS | Hydro | 2263.1 | 2263.1 | 2263.1 | 2263.1 | 2263.1 | 2263.1 | 2263.1 | 2263.1 | 2263.1 | 2263.1 | 2263.1 | 2263.1 | 2263.1 | 2263.1 | 2263.1 | 2263.1 | 2263.1 | 2263.1 | 2263.1 | 2263.1 | 2263.1 | 2263.1
TAS | Dispatchable Storage | 4.4185 | 5.5069 | 6.0985 | 6.7955 | 7.7184 | 10.1974 | 14.7792 | 20.9624 | 29.396 | 39.6461 | 47.4884 | 54.2789 | 58.3165 | 63.0134 | 68.3132 | 75.3362 | 81.3259 | 85.9289 | 90.4659 | 95.1576 | 96.8957 | 98.5514
TAS | Behind the Meter Storage | 6.6278 | 8.2603 | 10.6046 | 13.8046 | 18.6705 | 22.1184 | 24.632 | 27.2886 | 30.4047 | 33.1912 | 32.8495 | 31.7404 | 29.5495 | 28.3855 | 28.0518 | 28.8557 | 29.633 | 30.2584 | 31.3618 | 32.4727 | 32.5449 | 32.5756
TAS | Wind | 572.95 | 572.95 | 572.95 | 572.95 | 572.95 | 572.95 | 572.95 | 1198.0674 | 1198.0674 | 1198.0674 | 1198.0674 | 1198.0674 | 1198.0674 | 1198.0674 | 1198.0674 | 1198.0674 | 1198.0674 | 1492.95 | 1492.95 | 1492.95 | 1492.95 | 1492.95
TAS | Solar | 0 | 0 | 0 | 0 | 0 | 0 | 0 | 150 | 150 | 150 | 150 | 150 | 150 | 150 | 150 | 150 | 150 | 150 | 150 | 150 | 150 | 150
TAS | Distributed PV | 201.3821 | 221.3572 | 241.0261 | 253.454 | 276.3811 | 276.3532 | 276.0574 | 275.7398 | 278.0084 | 278.2235 | 277.8834 | 278.2702 | 283.0797 | 290.7985 | 309.983 | 342.7078 | 352.8195 | 363.3052 | 369.683 | 375.048 | 390.7629 | 406.1507
Total |  | 3226.4785 | 3249.1743 | 3271.7793 | 3288.1041 | 3316.82 | 3322.7191 | 3329.5186 | 4113.1581 | 4126.9765 | 4140.2282 | 4147.3887 | 4153.4568 | 4160.1131 | 4171.3649 | 4195.5153 | 4236.0672 | 4252.9458 | 4563.5426 | 4575.5608 | 4586.7282 | 4484.2535 | 4501.3276
TAS | DSP | 29.51 | 29.534 | 29.7935 | 29.971 | 30.0823 | 30.1714 | 30.3648 | 29.8254 | 30.5104 | 31.1286 | 31.2702 | 31.4243 | 31.5199 | 31.6745 | 31.8346 | 31.7536 | 31.9385 | 32.1768 | 32.373 | 32.6063 | 32.7384 | 33.0328
Total including DSP |  | 3255.9885 | 3278.7083 | 3301.5728 | 3318.0751 | 3346.9022 | 3352.8906 | 3359.8834 | 4142.9836 | 4157.4869 | 4171.3568 | 4178.6589 | 4184.8811 | 4191.633 | 4203.0394 | 4227.3499 | 4267.8208 | 4284.8843 | 4595.7193 | 4607.9337 | 4619.3345 | 4516.9919 | 4534.3605

## Capacity_2
Installed capacity by technology (MW) - Fast Change (DP8)
Capacity calculated on 1 July. Years are financial year ending. In early study years some wind and solar projects enter later in the financial year and are reflected in the following financial year's capacity.
Region | Technology | Existing+Committed in 2021 | 2022 | 2023 | 2024 | 2025 | 2026 | 2027 | 2028 | 2029 | 2030 | 2031 | 2032 | 2033 | 2034 | 2035 | 2036 | 2037 | 2038 | 2039 | 2040 | 2041 | 2042
NEM | Black Coal | 18336 | 18336 | 17861 | 16386 | 16386 | 14346 | 13626 | 13626 | 12926 | 12926 | 12206 | 10826 | 9366 | 9366 | 9086 | 4946 | 4246 | 3096 | 3096 | 3096 | 3096 | 3096
NEM | Brown Coal | 4820 | 4820 | 4820 | 4820 | 4820 | 4820 | 4470 | 4470 | 4120 | 4120 | 3370 | 3370 | 3370 | 3370 | 3370 | 3370 | 3370 | 3370 | 3370 | 3370 | 3370 | 3370
NEM | CCGT | 4285.9 | 4285.9 | 4045.9 | 3865.9 | 3865.9 | 3865.9 | 3865.9 | 3865.9 | 3480.9 | 3480.9 | 3480.9 | 3480.9 | 3480.9 | 3480.9 | 3480.9 | 2680.9 | 2680.9 | 2151.9 | 2151.9 | 1508.5 | 1508.5 | 1508.5
NEM | Peaking Gas+Liquids | 6812.873 | 6812.873 | 6812.873 | 6812.873 | 6812.873 | 6812.873 | 6812.873 | 6812.873 | 6812.873 | 6812.873 | 6430.373 | 6430.373 | 6196.033 | 5734.033 | 5617.033 | 5487.033 | 5487.033 | 5487.033 | 5487.033 | 5047.033 | 4927.033 | 4927.033
NEM | Hydro | 6906.5 | 6906.5 | 6906.5 | 6906.5 | 6906.5 | 6906.5 | 6906.5 | 6906.5 | 6906.5 | 6906.5 | 6906.5 | 7296.5 | 7296.5 | 7296.5 | 7296.5 | 7296.5 | 7296.5 | 7210.1 | 7210.1 | 7210.1 | 7210.1 | 7210.1
NEM | Dispatchable Storage | 1319.7936 | 1362.6772 | 1408.8796 | 1437.7073 | 3509.414 | 3624.0232 | 3833.2955 | 4114.5842 | 4477.3425 | 4937.0522 | 5275.3433 | 7212.7788 | 7472.3044 | 7821.9129 | 8608.7673 | 10300.9011 | 11157.313 | 12638.1271 | 13641.9623 | 13943.8994 | 14951.292 | 15985.655
NEM | Behind the Meter Storage | 329.6904 | 394.0158 | 502.3282 | 645.4006 | 845.2153 | 1006.4745 | 1122.1592 | 1242.6668 | 1362.5452 | 1487.7265 | 1484.0132 | 1467.8617 | 1403.4351 | 1352.4704 | 1340.275 | 1377.8226 | 1418.0857 | 1461.0908 | 1531.8096 | 1610.9029 | 1636.8825 | 1661.0009
NEM | Wind | 9005.458 | 9005.458 | 10092.658 | 10092.658 | 10092.658 | 10092.658 | 10818.2698 | 11766.7263 | 12026.7263 | 12195.9763 | 13971.3391 | 14745.1804 | 17664.8431 | 17776.9244 | 18270.2435 | 23025.2351 | 24223.0347 | 28682.4657 | 28073.4657 | 28009.0185 | 27903.7195 | 27855.4195
NEM | Solar | 5151.711 | 5151.711 | 5941.711 | 5941.711 | 6239.0261 | 6782.2144 | 7727.3795 | 9305.3852 | 9325.3852 | 9425.3852 | 11100.3802 | 12346.41 | 13468.4076 | 14488.1848 | 14612.2701 | 17885.8535 | 17885.8535 | 19765.8201 | 19615.5201 | 20438.9976 | 22633.6416 | 22633.6416
NEM | Distributed PV | 11725.2102 | 13358.6513 | 14778.5458 | 15788.7095 | 17313.8568 | 17570.1087 | 17811.5834 | 18051.264 | 18411.2034 | 18678.3949 | 18919.3935 | 19209.2685 | 19804.1545 | 20545.8244 | 21687.6239 | 23486.8983 | 24366.3757 | 25175.6938 | 25819.9781 | 26440.3491 | 27609.8691 | 28791.9392
Total |  | 68693.1362 | 70433.7862 | 73170.3957 | 72697.4594 | 76791.4432 | 75826.7518 | 76993.9604 | 80161.8995 | 79849.4757 | 80970.8081 | 83144.2422 | 86385.2723 | 89522.5777 | 91232.7498 | 93369.6127 | 99857.1436 | 102131.0955 | 109038.2305 | 109997.7689 | 110674.8006 | 114847.0376 | 117039.2892
NEM | DSP | 442.51 | 481.9947 | 523.9087 | 563.5537 | 604.8769 | 642.2207 | 683.7217 | 723.7206 | 769.3578 | 813.2293 | 856.8643 | 902.9323 | 945.2407 | 987.7993 | 1036.2071 | 1080.8117 | 1130.9974 | 1182.6764 | 1231.8342 | 1286.6284 | 1339.5566 | 1392.374
Total including DSP |  | 69135.6462 | 70915.7809 | 73694.3044 | 73261.0131 | 77396.3201 | 76468.9725 | 77677.6821 | 80885.6201 | 80618.8334 | 81784.0374 | 84001.1065 | 87288.2046 | 90467.8184 | 92220.5491 | 94405.8198 | 100937.9553 | 103262.093 | 110220.907 | 111229.6031 | 111961.429 | 116186.5942 | 118431.6632
Region | Technology | Existing+Committed in 2021 | 2022 | 2023 | 2024 | 2025 | 2026 | 2027 | 2028 | 2029 | 2030 | 2031 | 2032 | 2033 | 2034 | 2035 | 2036 | 2037 | 2038 | 2039 | 2040 | 2041 | 2042
NSW | Black Coal | 10210 | 10210 | 9735 | 8260 | 8260 | 6220 | 5500 | 5500 | 5500 | 5500 | 4780 | 3400 | 3400 | 3400 | 3400 | 660 | 660 | 660 | 660 | 660 | 660 | 660
NSW | Brown Coal | 0 | 0 | 0 | 0 | 0 | 0 | 0 | 0 | 0 | 0 | 0 | 0 | 0 | 0 | 0 | 0 | 0 | 0 | 0 | 0 | 0 | 0
NSW | CCGT | 440 | 440 | 440 | 440 | 440 | 440 | 440 | 440 | 440 | 440 | 440 | 440 | 440 | 440 | 440 | 440 | 440 | 440 | 440 | 440 | 440 | 440
NSW | Peaking Gas+Liquids | 1561.233 | 1561.233 | 1561.233 | 1561.233 | 1561.233 | 1561.233 | 1561.233 | 1561.233 | 1561.233 | 1561.233 | 1561.233 | 1561.233 | 1561.233 | 1561.233 | 1561.233 | 1511.233 | 1511.233 | 1511.233 | 1511.233 | 1511.233 | 1511.233 | 1511.233
NSW | Hydro | 2285 | 2285 | 2285 | 2285 | 2285 | 2285 | 2285 | 2285 | 2285 | 2285 | 2285 | 2285 | 2285 | 2285 | 2285 | 2285 | 2285 | 2285 | 2285 | 2285 | 2285 | 2285
NSW | Dispatchable Storage | 313.7705 | 334.493 | 350.2299 | 366.634 | 2424.1493 | 2473.9091 | 2562.727 | 2679.1409 | 2822.1366 | 3007.4495 | 3158.9833 | 4878.5639 | 4974.8662 | 5067.3025 | 5161.8971 | 6112.4472 | 6223.1068 | 6321.1474 | 6420.4628 | 6530.067 | 7158.212 | 7211.0605
NSW | Behind the Meter Storage | 110.6557 | 141.7395 | 191.677 | 257.2484 | 348.6901 | 420.5922 | 471.2117 | 519.597 | 560.7392 | 609.0119 | 608.0252 | 599.9454 | 568.6618 | 547.1835 | 537.642 | 549.0496 | 562.6329 | 578.2557 | 603.7149 | 631.6811 | 639.84 | 647.1508
NSW | Wind | 1639.46 | 1639.46 | 1866.46 | 1866.46 | 1866.46 | 1866.46 | 1866.46 | 1866.46 | 1866.46 | 1866.46 | 3349.4275 | 3399.5899 | 3848.8425 | 4180.5915 | 4180.5915 | 7069.9316 | 7023.4316 | 7479.0068 | 7449.0068 | 7449.0068 | 7088.5068 | 7040.2068
NSW | Solar | 1837.317 | 1837.317 | 2217.317 | 2217.317 | 2514.6321 | 2816.4434 | 3427.8471 | 4002.1362 | 4002.1362 | 4002.1362 | 5274.8972 | 6422.9633 | 7037.317 | 7037.317 | 7037.317 | 8549.1944 | 8549.1944 | 9474.7469 | 9324.4469 | 9412.9628 | 11083.1698 | 11083.1698
NSW | Distributed PV | 3101.6788 | 3563.5582 | 4101.991 | 4538.7039 | 5162.6113 | 5225.0098 | 5277.702 | 5328.6455 | 5438.2366 | 5502.4147 | 5553.0633 | 5627.2651 | 5831.4214 | 6096.5711 | 6495.0321 | 7126.807 | 7382.168 | 7641.9431 | 7838.3385 | 8024.0062 | 8403.4668 | 8781.4207
Total |  | 21499.115 | 22012.8008 | 22748.9079 | 21792.5963 | 24862.7758 | 23308.6475 | 23392.1808 | 24182.2126 | 24475.9417 | 24773.7053 | 27010.6296 | 28614.5605 | 29947.3419 | 30615.1986 | 31098.7127 | 34303.6627 | 34636.7667 | 36391.333 | 36532.203 | 36943.9569 | 39269.4285 | 39659.2416
NSW | DSP | 93.24 | 108.9702 | 125.7417 | 141.5464 | 157.576 | 172.5971 | 189.7623 | 205.2943 | 224.6814 | 243.7857 | 261.3059 | 279.5118 | 297.6069 | 315.4147 | 337.184 | 354.2201 | 374.2368 | 395.7139 | 418.2215 | 438.9016 | 460.7186 | 481.5922
Total including DSP |  | 21592.355 | 22121.771 | 22874.6496 | 21934.1427 | 25020.3518 | 23481.2446 | 23581.9431 | 24387.5068 | 24700.6231 | 25017.491 | 27271.9355 | 28894.0723 | 30244.9488 | 30930.6132 | 31435.8967 | 34657.8828 | 35011.0034 | 36787.0468 | 36950.4245 | 37382.8585 | 39730.1471 | 40140.8338
Region | Technology | Existing+Committed in 2021 | 2022 | 2023 | 2024 | 2025 | 2026 | 2027 | 2028 | 2029 | 2030 | 2031 | 2032 | 2033 | 2034 | 2035 | 2036 | 2037 | 2038 | 2039 | 2040 | 2041 | 2042
QLD | Black Coal | 8126 | 8126 | 8126 | 8126 | 8126 | 8126 | 8126 | 8126 | 7426 | 7426 | 7426 | 7426 | 5966 | 5966 | 5686 | 4286 | 3586 | 2436 | 2436 | 2436 | 2436 | 2436
QLD | Brown Coal | 0 | 0 | 0 | 0 | 0 | 0 | 0 | 0 | 0 | 0 | 0 | 0 | 0 | 0 | 0 | 0 | 0 | 0 | 0 | 0 | 0 | 0
QLD | CCGT | 1596.9 | 1596.9 | 1596.9 | 1596.9 | 1596.9 | 1596.9 | 1596.9 | 1596.9 | 1211.9 | 1211.9 | 1211.9 | 1211.9 | 1211.9 | 1211.9 | 1211.9 | 1211.9 | 1211.9 | 1211.9 | 1211.9 | 1068.5 | 1068.5 | 1068.5
QLD | Peaking Gas+Liquids | 1909.5 | 1909.5 | 1909.5 | 1909.5 | 1909.5 | 1909.5 | 1909.5 | 1909.5 | 1909.5 | 1909.5 | 1909.5 | 1909.5 | 1909.5 | 1617.5 | 1500.5 | 1500.5 | 1500.5 | 1500.5 | 1500.5 | 1500.5 | 1500.5 | 1500.5
QLD | Hydro | 152.4 | 152.4 | 152.4 | 152.4 | 152.4 | 152.4 | 152.4 | 152.4 | 152.4 | 152.4 | 152.4 | 152.4 | 152.4 | 152.4 | 152.4 | 152.4 | 152.4 | 66 | 66 | 66 | 66 | 66
QLD | Dispatchable Storage | 607.5068 | 618.4171 | 646.932 | 655.9994 | 666.0394 | 694.3782 | 745.3893 | 812.9868 | 892.8236 | 1000.1518 | 1072.8777 | 1145.9596 | 1217.456 | 1445.4961 | 2081.3304 | 2582.8963 | 2652.9955 | 3287.7761 | 4088.9172 | 4167.4512 | 4491.2637 | 4535.3292
QLD | Behind the Meter Storage | 56.2603 | 72.6257 | 98.9982 | 134.0733 | 183.9355 | 226.398 | 258.9822 | 290.2816 | 313.2146 | 343.3741 | 334.0244 | 325.1055 | 317.9382 | 307.9184 | 307.596 | 314.9927 | 322.5337 | 332.1875 | 350.151 | 371.4778 | 380.252 | 388.7807
QLD | Wind | 676.608 | 676.608 | 1176.608 | 1176.608 | 1176.608 | 1176.608 | 1642.4198 | 1776.608 | 1776.608 | 1776.608 | 1846.2168 | 2095.9396 | 4334.9744 | 4394.0069 | 4887.3259 | 6173.3429 | 7556.948 | 9722.1927 | 9722.1927 | 9722.1927 | 9722.1927 | 9722.1927
QLD | Solar | 1971.857 | 1971.857 | 2381.857 | 2381.857 | 2381.857 | 2381.857 | 2381.857 | 2381.857 | 2381.857 | 2381.857 | 2381.857 | 2381.857 | 2381.857 | 3368.3308 | 3492.4161 | 5254.1221 | 5254.1221 | 6208.5362 | 6208.5362 | 6943.4978 | 7467.9348 | 7467.9348
QLD | Distributed PV | 4120.1245 | 4740.1241 | 5105.2579 | 5344.2896 | 5730.9486 | 5859.5078 | 5986.5469 | 6113.4889 | 6255.5526 | 6386.0427 | 6513.5704 | 6649.7201 | 6824.6633 | 7055.3634 | 7305.4892 | 7713.7603 | 7993.8609 | 8237.5789 | 8457.0151 | 8676.297 | 9016.6126 | 9361.8969
Total |  | 19217.1566 | 19864.4318 | 21194.4531 | 21477.6273 | 21924.1885 | 22123.549 | 22799.9952 | 23160.0223 | 22319.8558 | 22587.8336 | 22848.3463 | 23298.3818 | 24316.6888 | 25518.9155 | 26624.9576 | 29189.9143 | 30231.2603 | 33002.6715 | 34041.2123 | 34951.9166 | 36149.2558 | 36547.1342
QLD | DSP | 202.14 | 209.0765 | 217.4208 | 224.6334 | 231.458 | 238.3062 | 245.3805 | 254.1702 | 261.4568 | 268.4465 | 275.7043 | 284.2854 | 291.6903 | 299.8223 | 307.888 | 317.3999 | 325.4331 | 334.8069 | 343.0265 | 353.8067 | 362.9769 | 371.5053
Total including DSP |  | 19419.2966 | 20073.5084 | 21411.8739 | 21702.2607 | 22155.6466 | 22361.8553 | 23045.3757 | 23414.1924 | 22581.3126 | 22856.2801 | 23124.0506 | 23582.6672 | 24608.3791 | 25818.7378 | 26932.8455 | 29507.3143 | 30556.6934 | 33337.4784 | 34384.2388 | 35305.7232 | 36512.2327 | 36918.6395
Region | Technology | Existing+Committed in 2021 | 2022 | 2023 | 2024 | 2025 | 2026 | 2027 | 2028 | 2029 | 2030 | 2031 | 2032 | 2033 | 2034 | 2035 | 2036 | 2037 | 2038 | 2039 | 2040 | 2041 | 2042
VIC | Black Coal | 0 | 0 | 0 | 0 | 0 | 0 | 0 | 0 | 0 | 0 | 0 | 0 | 0 | 0 | 0 | 0 | 0 | 0 | 0 | 0 | 0 | 0
VIC | Brown Coal | 4820 | 4820 | 4820 | 4820 | 4820 | 4820 | 4470 | 4470 | 4120 | 4120 | 3370 | 3370 | 3370 | 3370 | 3370 | 3370 | 3370 | 3370 | 3370 | 3370 | 3370 | 3370
VIC | CCGT | 500 | 500 | 500 | 500 | 500 | 500 | 500 | 500 | 500 | 500 | 500 | 500 | 500 | 500 | 500 | 500 | 500 | 500 | 500 | 0 | 0 | 0
VIC | Peaking Gas+Liquids | 1900 | 1900 | 1900 | 1900 | 1900 | 1900 | 1900 | 1900 | 1900 | 1900 | 1900 | 1900 | 1900 | 1730 | 1730 | 1730 | 1730 | 1730 | 1730 | 1290 | 1290 | 1290
VIC | Hydro | 2206 | 2206 | 2206 | 2206 | 2206 | 2206 | 2206 | 2206 | 2206 | 2206 | 2206 | 2206 | 2206 | 2206 | 2206 | 2206 | 2206 | 2206 | 2206 | 2206 | 2206 | 2206
VIC | Dispatchable Storage | 111.8424 | 122.1407 | 129.3825 | 137.8738 | 147.2036 | 173.5665 | 220.0078 | 285.243 | 377.3517 | 497.2651 | 606.8045 | 718.4758 | 790.7316 | 797.0453 | 851.3055 | 950.8668 | 1040.2784 | 1117.7492 | 1197.0387 | 1284.1606 | 1328.4834 | 1372.2472
VIC | Behind the Meter Storage | 55.2636 | 70.7111 | 94.5649 | 127.7239 | 174.6569 | 213.7925 | 241.6796 | 273.6919 | 312.7265 | 353.5152 | 367.8688 | 376.2818 | 362.6683 | 350.0343 | 349.576 | 364.2066 | 379.0494 | 393.596 | 414.9774 | 438.2215 | 446.2058 | 453.5878
VIC | Wind | 3976.73 | 3976.73 | 4336.93 | 4336.93 | 4336.93 | 4336.93 | 4596.73 | 4856.73 | 5116.73 | 5376.73 | 5376.73 | 5376.73 | 5376.73 | 5324.23 | 5324.23 | 5324.23 | 5326.1972 | 5967.9175 | 5547.9175 | 5790.4549 | 6084.6559 | 6084.6559
VIC | Solar | 964.537 | 964.537 | 964.537 | 964.537 | 964.537 | 1064.537 | 1164.537 | 1344.537 | 1364.537 | 1464.537 | 1464.537 | 1464.537 | 1744.537 | 1744.537 | 1744.537 | 1744.537 | 1744.537 | 1744.537 | 1744.537 | 1744.537 | 1744.537 | 1744.537
VIC | Distributed PV | 2772.9194 | 3198.3098 | 3613.8339 | 3889.9725 | 4308.798 | 4366.9872 | 4423.513 | 4480.0366 | 4576.5716 | 4642.3105 | 4699.6645 | 4770.3408 | 4962.954 | 5177.1022 | 5615.3042 | 6236.3508 | 6527.1722 | 6777.3394 | 6965.6028 | 7143.8757 | 7503.1633 | 7861.5712
Total |  | 17307.2924 | 17758.4286 | 18565.2483 | 18883.0372 | 19358.1255 | 19581.8132 | 19722.4674 | 20316.2386 | 20473.9167 | 21060.3578 | 20491.6048 | 20682.3654 | 21213.621 | 21198.9488 | 21690.9528 | 22426.1913 | 22823.2342 | 23807.1392 | 23676.0735 | 23267.2498 | 23973.0454 | 24382.5991
VIC | DSP | 84.63 | 97.378 | 109.5824 | 121.8787 | 136.0346 | 147.3209 | 160.0883 | 172.6159 | 186.5326 | 199.0557 | 213.2594 | 227.5032 | 239.8286 | 252.8366 | 266.4402 | 280.3259 | 296.9903 | 312.2446 | 326.1545 | 344.6726 | 361.8003 | 378.9913
Total including DSP |  | 17391.9224 | 17855.8066 | 18674.8308 | 19004.9159 | 19494.1601 | 19729.1341 | 19882.5557 | 20488.8544 | 20660.4494 | 21259.4135 | 20704.8641 | 20909.8685 | 21453.4496 | 21451.7854 | 21957.3929 | 22706.5172 | 23120.2245 | 24119.3838 | 24002.2281 | 23611.9224 | 24334.8457 | 24761.5903
Region | Technology | Existing+Committed in 2021 | 2022 | 2023 | 2024 | 2025 | 2026 | 2027 | 2028 | 2029 | 2030 | 2031 | 2032 | 2033 | 2034 | 2035 | 2036 | 2037 | 2038 | 2039 | 2040 | 2041 | 2042
SA | Black Coal | 0 | 0 | 0 | 0 | 0 | 0 | 0 | 0 | 0 | 0 | 0 | 0 | 0 | 0 | 0 | 0 | 0 | 0 | 0 | 0 | 0 | 0
SA | Brown Coal | 0 | 0 | 0 | 0 | 0 | 0 | 0 | 0 | 0 | 0 | 0 | 0 | 0 | 0 | 0 | 0 | 0 | 0 | 0 | 0 | 0 | 0
SA | CCGT | 1749 | 1749 | 1509 | 1329 | 1329 | 1329 | 1329 | 1329 | 1329 | 1329 | 1329 | 1329 | 1329 | 1329 | 1329 | 529 | 529 | 0 | 0 | 0 | 0 | 0
SA | Peaking Gas+Liquids | 1264.14 | 1264.14 | 1264.14 | 1264.14 | 1264.14 | 1264.14 | 1264.14 | 1264.14 | 1264.14 | 1264.14 | 881.64 | 881.64 | 647.3 | 647.3 | 647.3 | 567.3 | 567.3 | 567.3 | 567.3 | 567.3 | 567.3 | 567.3
SA | Hydro | 0 | 0 | 0 | 0 | 0 | 0 | 0 | 0 | 0 | 0 | 0 | 0 | 0 | 0 | 0 | 0 | 0 | 0 | 0 | 0 | 0 | 0
SA | Dispatchable Storage | 282.2554 | 282.1195 | 276.2367 | 270.4045 | 264.3033 | 271.972 | 290.3922 | 316.2512 | 355.6346 | 392.5397 | 389.1893 | 415.5007 | 430.9342 | 449.0556 | 445.921 | 579.3545 | 1159.6063 | 1825.5254 | 1845.0777 | 1867.0629 | 1876.4372 | 2768.4667
SA | Behind the Meter Storage | 100.883 | 100.6792 | 106.4835 | 112.5505 | 119.2623 | 123.5733 | 125.6537 | 131.8076 | 145.4603 | 148.6341 | 141.2453 | 134.7886 | 124.6173 | 118.9487 | 117.4092 | 120.718 | 124.2366 | 126.7932 | 131.6044 | 137.0499 | 138.0397 | 138.9061
SA | Wind | 2139.71 | 2139.71 | 2139.71 | 2139.71 | 2139.71 | 2139.71 | 2139.71 | 2179.71 | 2179.71 | 2088.96 | 2162.2583 | 2399.9709 | 2399.9709 | 2173.7709 | 2173.7709 | 2753.4054 | 2612.1327 | 3684.3446 | 3525.3446 | 3218.36 | 3179.36 | 3179.36
SA | Solar | 378 | 378 | 378 | 378 | 378 | 519.377 | 753.1384 | 1576.855 | 1576.855 | 1576.855 | 1979.0889 | 2077.0527 | 2304.6966 | 2338 | 2338 | 2338 | 2338 | 2338 | 2338 | 2338 | 2338 | 2338
SA | Distributed PV | 1529.1054 | 1635.302 | 1716.4369 | 1762.2894 | 1835.1177 | 1842.2507 | 1847.7641 | 1853.3532 | 1862.8343 | 1869.4035 | 1875.2119 | 1883.6723 | 1902.036 | 1925.9892 | 1961.8153 | 2067.2724 | 2110.3551 | 2155.5272 | 2189.3386 | 2221.1222 | 2295.8634 | 2380.8998
Total |  | 7443.0938 | 7548.9507 | 7390.0071 | 7256.0945 | 7329.5334 | 7490.0229 | 7749.7984 | 8651.117 | 8713.6341 | 8669.5323 | 8757.6338 | 9121.6253 | 9138.555 | 8982.0643 | 9013.2164 | 8955.0503 | 9440.6307 | 10697.4903 | 10596.6652 | 10348.895 | 10395.0004 | 11372.9326
SA | DSP | 32.99 | 37.0359 | 41.3702 | 45.5242 | 49.726 | 53.825 | 58.1257 | 61.8148 | 66.1765 | 70.8127 | 75.3244 | 80.2075 | 84.595 | 88.0512 | 92.8604 | 97.1121 | 102.3988 | 107.7343 | 112.0587 | 116.6412 | 121.3224 | 127.2525
Total including DSP |  | 7476.0838 | 7585.9866 | 7431.3774 | 7301.6187 | 7379.2594 | 7543.848 | 7807.9241 | 8712.9318 | 8779.8106 | 8740.3449 | 8832.9582 | 9201.8328 | 9223.1501 | 9070.1155 | 9106.0768 | 9052.1624 | 9543.0295 | 10805.2246 | 10708.7239 | 10465.5362 | 10516.3227 | 11500.1851
Region | Technology | Existing+Committed in 2021 | 2022 | 2023 | 2024 | 2025 | 2026 | 2027 | 2028 | 2029 | 2030 | 2031 | 2032 | 2033 | 2034 | 2035 | 2036 | 2037 | 2038 | 2039 | 2040 | 2041 | 2042
TAS | Black Coal | 0 | 0 | 0 | 0 | 0 | 0 | 0 | 0 | 0 | 0 | 0 | 0 | 0 | 0 | 0 | 0 | 0 | 0 | 0 | 0 | 0 | 0
TAS | Brown Coal | 0 | 0 | 0 | 0 | 0 | 0 | 0 | 0 | 0 | 0 | 0 | 0 | 0 | 0 | 0 | 0 | 0 | 0 | 0 | 0 | 0 | 0
TAS | CCGT | 0 | 0 | 0 | 0 | 0 | 0 | 0 | 0 | 0 | 0 | 0 | 0 | 0 | 0 | 0 | 0 | 0 | 0 | 0 | 0 | 0 | 0
TAS | Peaking Gas+Liquids | 178 | 178 | 178 | 178 | 178 | 178 | 178 | 178 | 178 | 178 | 178 | 178 | 178 | 178 | 178 | 178 | 178 | 178 | 178 | 178 | 58 | 58
TAS | Hydro | 2263.1 | 2263.1 | 2263.1 | 2263.1 | 2263.1 | 2263.1 | 2263.1 | 2263.1 | 2263.1 | 2263.1 | 2263.1 | 2653.1 | 2653.1 | 2653.1 | 2653.1 | 2653.1 | 2653.1 | 2653.1 | 2653.1 | 2653.1 | 2653.1 | 2653.1
TAS | Dispatchable Storage | 4.4185 | 5.5069 | 6.0985 | 6.7955 | 7.7184 | 10.1974 | 14.7792 | 20.9624 | 29.396 | 39.6461 | 47.4884 | 54.2789 | 58.3165 | 63.0134 | 68.3132 | 75.3362 | 81.3259 | 85.9289 | 90.4659 | 95.1576 | 96.8957 | 98.5514
TAS | Behind the Meter Storage | 6.6278 | 8.2603 | 10.6046 | 13.8046 | 18.6705 | 22.1184 | 24.632 | 27.2886 | 30.4047 | 33.1912 | 32.8495 | 31.7404 | 29.5495 | 28.3855 | 28.0518 | 28.8557 | 29.633 | 30.2584 | 31.3618 | 32.4727 | 32.5449 | 32.5756
TAS | Wind | 572.95 | 572.95 | 572.95 | 572.95 | 572.95 | 572.95 | 572.95 | 1087.2183 | 1087.2183 | 1087.2183 | 1236.7065 | 1472.95 | 1704.3252 | 1704.3252 | 1704.3252 | 1704.3252 | 1704.3252 | 1829.0041 | 1829.0041 | 1829.0041 | 1829.0041 | 1829.0041
TAS | Solar | 0 | 0 | 0 | 0 | 0 | 0 | 0 | 0 | 0 | 0 | 0 | 0 | 0 | 0 | 0 | 0 | 0 | 0 | 0 | 0 | 0 | 0
TAS | Distributed PV | 201.3821 | 221.3572 | 241.0261 | 253.454 | 276.3811 | 276.3532 | 276.0574 | 275.7398 | 278.0084 | 278.2235 | 277.8834 | 278.2702 | 283.0797 | 290.7985 | 309.983 | 342.7078 | 352.8195 | 363.3052 | 369.683 | 375.048 | 390.7629 | 406.1507
Total |  | 3226.4785 | 3249.1743 | 3271.7793 | 3288.1041 | 3316.82 | 3322.7191 | 3329.5186 | 3852.3091 | 3866.1274 | 3879.3791 | 4036.0278 | 4668.3394 | 4906.3709 | 4917.6227 | 4941.7732 | 4982.325 | 4999.2036 | 5139.5966 | 5151.6148 | 5162.7823 | 5060.3076 | 5077.3817
TAS | DSP | 29.51 | 29.534 | 29.7935 | 29.971 | 30.0823 | 30.1714 | 30.3648 | 29.8254 | 30.5104 | 31.1286 | 31.2702 | 31.4243 | 31.5199 | 31.6745 | 31.8346 | 31.7536 | 31.9385 | 32.1768 | 32.373 | 32.6063 | 32.7384 | 33.0328
Total including DSP |  | 3255.9885 | 3278.7083 | 3301.5728 | 3318.0751 | 3346.9022 | 3352.8906 | 3359.8834 | 3882.1345 | 3896.6378 | 3910.5078 | 4067.298 | 4699.7638 | 4937.8908 | 4949.2972 | 4973.6078 | 5014.0787 | 5031.1422 | 5171.7734 | 5183.9878 | 5195.3886 | 5093.046 | 5110.4145

## Retirements_1
Remaining capacity of Coal (MW) - Fast Change (Counterfactual)
Capacity calculated on 1 July. Years are financial year ending.
Region | Technology | 2022 | 2023 | 2024 | 2025 | 2026 | 2027 | 2028 | 2029 | 2030 | 2031 | 2032 | 2033 | 2034 | 2035 | 2036 | 2037 | 2038 | 2039 | 2040 | 2041 | 2042
NSW | Black Coal | 10210 | 9735 | 8260 | 8260 | 7600 | 6220 | 6220 | 6220 | 6220 | 4840 | 3495 | 2055 | 2055 | 2055 | 0 | 0 | 0 | 0 | 0 | 0 | 0
QLD | Black Coal | 8126 | 8126 | 6726 | 6446 | 6446 | 6446 | 6446 | 5746 | 5746 | 5746 | 5746 | 5746 | 5746 | 5746 | 5746 | 5046 | 3896 | 3896 | 3896 | 3896 | 3896
VIC | Brown Coal | 4820 | 4820 | 4820 | 4820 | 4820 | 4260 | 2610 | 2610 | 2260 | 1910 | 1160 | 1160 | 1160 | 1160 | 1160 | 580 | 580 | 580 | 580 | 580 | 580
SA | 0 | 0 | 0 | 0 | 0 | 0 | 0 | 0 | 0 | 0 | 0 | 0 | 0 | 0 | 0 | 0 | 0 | 0 | 0 | 0 | 0 | 0
TAS | 0 | 0 | 0 | 0 | 0 | 0 | 0 | 0 | 0 | 0 | 0 | 0 | 0 | 0 | 0 | 0 | 0 | 0 | 0 | 0 | 0 | 0
NEM | Total | 23156 | 22681 | 19806 | 19526 | 18866 | 16926 | 15276 | 14576 | 14226 | 12496 | 10401 | 8961 | 8961 | 8961 | 6906 | 5626 | 4476 | 4476 | 4476 | 4476 | 4476
Cumulative Coal Retirement
Region | Technology | 2022 | 2023 | 2024 | 2025 | 2026 | 2027 | 2028 | 2029 | 2030 | 2031 | 2032 | 2033 | 2034 | 2035 | 2036 | 2037 | 2038 | 2039 | 2040 | 2041 | 2042
NSW | Black Coal | 0 | 475 | 1950 | 1950 | 2610 | 3990 | 3990 | 3990 | 3990 | 5370 | 6715 | 8155 | 8155 | 8155 | 10210 | 10210 | 10210 | 10210 | 10210 | 10210 | 10210
QLD | Black Coal | 0 | 0 | 1400 | 1680 | 1680 | 1680 | 1680 | 2380 | 2380 | 2380 | 2380 | 2380 | 2380 | 2380 | 2380 | 3080 | 4230 | 4230 | 4230 | 4230 | 4230
VIC | Brown Coal | 0 | 0 | 0 | 0 | 0 | 560 | 2210 | 2210 | 2560 | 2910 | 3660 | 3660 | 3660 | 3660 | 3660 | 4240 | 4240 | 4240 | 4240 | 4240 | 4240
SA | 0 | 0 | 0 | 0 | 0 | 0 | 0 | 0 | 0 | 0 | 0 | 0 | 0 | 0 | 0 | 0 | 0 | 0 | 0 | 0 | 0 | 0
TAS | 0 | 0 | 0 | 0 | 0 | 0 | 0 | 0 | 0 | 0 | 0 | 0 | 0 | 0 | 0 | 0 | 0 | 0 | 0 | 0 | 0 | 0
NEM | Total | 0 | 475 | 3350 | 3630 | 4290 | 6230 | 7880 | 8580 | 8930 | 10660 | 12755 | 14195 | 14195 | 14195 | 16250 | 17530 | 18680 | 18680 | 18680 | 18680 | 18680

## Retirements_2
Remaining capacity of Coal (MW) - Fast Change (DP8)
Capacity calculated on 1 July. Years are financial year ending.
Region | Technology | 2022 | 2023 | 2024 | 2025 | 2026 | 2027 | 2028 | 2029 | 2030 | 2031 | 2032 | 2033 | 2034 | 2035 | 2036 | 2037 | 2038 | 2039 | 2040 | 2041 | 2042
NSW | Black Coal | 10210 | 9735 | 8260 | 8260 | 6220 | 5500 | 5500 | 5500 | 5500 | 4780 | 3400 | 3400 | 3400 | 3400 | 660 | 660 | 660 | 660 | 660 | 660 | 660
QLD | Black Coal | 8126 | 8126 | 8126 | 8126 | 8126 | 8126 | 8126 | 7426 | 7426 | 7426 | 7426 | 5966 | 5966 | 5686 | 4286 | 3586 | 2436 | 2436 | 2436 | 2436 | 2436
VIC | Brown Coal | 4820 | 4820 | 4820 | 4820 | 4820 | 4470 | 4470 | 4120 | 4120 | 3370 | 3370 | 3370 | 3370 | 3370 | 3370 | 3370 | 3370 | 3370 | 3370 | 3370 | 3370
SA | 0 | 0 | 0 | 0 | 0 | 0 | 0 | 0 | 0 | 0 | 0 | 0 | 0 | 0 | 0 | 0 | 0 | 0 | 0 | 0 | 0 | 0
TAS | 0 | 0 | 0 | 0 | 0 | 0 | 0 | 0 | 0 | 0 | 0 | 0 | 0 | 0 | 0 | 0 | 0 | 0 | 0 | 0 | 0 | 0
NEM | Total | 23156 | 22681 | 21206 | 21206 | 19166 | 18096 | 18096 | 17046 | 17046 | 15576 | 14196 | 12736 | 12736 | 12456 | 8316 | 7616 | 6466 | 6466 | 6466 | 6466 | 6466
Cumulative Coal Retirement
Region | Technology | 2022 | 2023 | 2024 | 2025 | 2026 | 2027 | 2028 | 2029 | 2030 | 2031 | 2032 | 2033 | 2034 | 2035 | 2036 | 2037 | 2038 | 2039 | 2040 | 2041 | 2042
NSW | Black Coal | 0 | 475 | 1950 | 1950 | 3990 | 4710 | 4710 | 4710 | 4710 | 5430 | 6810 | 6810 | 6810 | 6810 | 9550 | 9550 | 9550 | 9550 | 9550 | 9550 | 9550
QLD | Black Coal | 0 | 0 | 0 | 0 | 0 | 0 | 0 | 700 | 700 | 700 | 700 | 2160 | 2160 | 2440 | 3840 | 4540 | 5690 | 5690 | 5690 | 5690 | 5690
VIC | Brown Coal | 0 | 0 | 0 | 0 | 0 | 350 | 350 | 700 | 700 | 1450 | 1450 | 1450 | 1450 | 1450 | 1450 | 1450 | 1450 | 1450 | 1450 | 1450 | 1450
SA | 0 | 0 | 0 | 0 | 0 | 0 | 0 | 0 | 0 | 0 | 0 | 0 | 0 | 0 | 0 | 0 | 0 | 0 | 0 | 0 | 0 | 0
TAS | 0 | 0 | 0 | 0 | 0 | 0 | 0 | 0 | 0 | 0 | 0 | 0 | 0 | 0 | 0 | 0 | 0 | 0 | 0 | 0 | 0 | 0
NEM | Total | 0 | 475 | 1950 | 1950 | 3990 | 5060 | 5060 | 6110 | 6110 | 7580 | 8960 | 10420 | 10420 | 10700 | 14840 | 15540 | 16690 | 16690 | 16690 | 16690 | 16690

## Generation_1
Annual as-generated generation by technology (GWh) - Fast Change (Counterfactual)
Years are financial year ending.
Region | Technology | 2022 | 2023 | 2024 | 2025 | 2026 | 2027 | 2028 | 2029 | 2030 | 2031 | 2032 | 2033 | 2034 | 2035 | 2036 | 2037 | 2038 | 2039 | 2040 | 2041 | 2042
NEM | Black Coal | 95729.2109 | 92128.8664 | 87907.3127 | 80616.6414 | 77726.7327 | 77761.8206 | 82540.6231 | 80174.6026 | 81203.3806 | 69979.5498 | 60759.6187 | 50229.6314 | 52032.9245 | 51656.4882 | 31453.5199 | 29344.3038 | 25685.4647 | 25785.4386 | 26319.9297 | 25875.1399 | 25808.8526
NEM | Brown Coal | 31398.7651 | 32567.8576 | 32412.1906 | 31506.1106 | 30500.1117 | 27079.744 | 17422.5717 | 16441.9529 | 14374.3546 | 12137.0712 | 6531.7347 | 7102.1389 | 7292.1713 | 6713.2694 | 5144.7076 | 2332.6196 | 2429.5416 | 2037.2889 | 2513.7932 | 2553.7775 | 2321.3639
NEM | CCGT | 3133.6998 | 3119.3162 | 2952.6864 | 3059.6236 | 2785.7687 | 2917.6015 | 4917.7057 | 2932.6041 | 3336.305 | 8728.6438 | 8746.6929 | 12115.0784 | 12511.9351 | 12443.8463 | 14284.5572 | 14991.2304 | 13774.0904 | 13871.0637 | 11069.848 | 11125.7377 | 11176.7912
NEM | Peaking Gas+Liquids | 113.3938 | 96.0282 | 180.1903 | 226.4282 | 208.0835 | 251.227 | 522.8039 | 335.5492 | 306.8722 | 1520.0001 | 1988.8529 | 10175.4251 | 10528.51 | 9675.468 | 13630.8439 | 15288.0868 | 24836.4147 | 21356.2065 | 25441.3873 | 28902.7154 | 28037.4664
NEM | Hydro | 16142.8201 | 13392.2324 | 13315.2393 | 16342.4165 | 14064.6515 | 16166.1296 | 9866.8817 | 16177.5694 | 15952.7699 | 12076.6356 | 13574.3477 | 13143.399 | 12613.545 | 14847.0755 | 13565.24 | 14046.6087 | 9057.7612 | 14924.1116 | 14121.4884 | 11281.0455 | 11990.237
NEM | Dispatchable Storage | 255.1795 | 315.4827 | 541.2589 | 656.663 | 1650.5726 | 2561.4524 | 6683.3046 | 7128.6677 | 7688.9936 | 7987.3834 | 9580.5501 | 8272.5035 | 8498.2693 | 8940.012 | 9941.7564 | 10621.5384 | 11050.1404 | 10697.5073 | 10547.7223 | 10234.0057 | 9745.6736
NEM | Behind the Meter Storage | 281.915 | 357.5927 | 455.3255 | 542.4078 | 608.9948 | 686.6335 | 761.6827 | 835.8408 | 910.5863 | 952.0312 | 961.5196 | 948.7652 | 926.426 | 924.7293 | 947.8343 | 1004.0217 | 1058.4106 | 1107.0167 | 1153.8278 | 1197.0289 | 1223.1965
NEM | Wind | 29171.4257 | 30152.7362 | 33774.8587 | 37425.4895 | 40059.1348 | 40707.0803 | 44805.8021 | 47141.3422 | 48410.6799 | 55692.4041 | 67507.3704 | 65606.8038 | 65878.2856 | 67199.1607 | 83157.7184 | 86085.711 | 87588.6303 | 91174.4615 | 90110.5016 | 90667.045 | 91935.5333
NEM | Solar | 12774.5275 | 15384.0507 | 14970.4559 | 14849.7918 | 17924.4342 | 19506.6567 | 26634.1658 | 23499.1841 | 24672.825 | 29551.7199 | 32255.1523 | 33940.1025 | 32963.0461 | 32660.1854 | 33892.5462 | 33829.443 | 33991.8985 | 29908.7332 | 31338.7161 | 32063.742 | 32809.3566
NEM | Distributed PV | 17784.7766 | 20058.395 | 21894.0052 | 23722.5394 | 24972.361 | 25383.8801 | 25835.3235 | 26293.9157 | 26769.9134 | 27217.3241 | 27726.3949 | 28395.6879 | 29360.0301 | 30715.1867 | 32815.698 | 34656.5002 | 35843.9757 | 36910.18 | 37915.2417 | 39169.5019 | 40807.3157
Total excluding storage |  | 206248.6195 | 206899.4827 | 207406.9391 | 207749.0409 | 208241.2783 | 209774.1397 | 212545.8774 | 212996.7202 | 215027.1006 | 216903.3487 | 219090.1645 | 220708.267 | 223180.4476 | 225910.6802 | 227944.8311 | 230574.5035 | 233207.777 | 235967.4841 | 238830.906 | 241638.7049 | 244886.9168
NEM | DSP | 0.15635 | 0.045707 | 0.27914 | 0.83603 | 1.2377 | 0.76729 | 0.61588 | 1.1383 | 1.7326 | 0.88709 | 1.4686 | 1.0856 | 1.7107 | 1.9352 | 1.3142 | 3.0807 | 1.4972 | 2.8012 | 4.0141 | 3.2772 | 2.8896
Total including DSP |  | 206248.7758 | 206899.5284 | 207407.2183 | 207749.877 | 208242.516 | 209774.907 | 212546.4933 | 212997.8585 | 215028.8332 | 216904.2358 | 219091.6331 | 220709.3526 | 223182.1583 | 225912.6154 | 227946.1454 | 230577.5842 | 233209.2742 | 235970.2853 | 238834.9202 | 241641.9821 | 244889.8064
Region | Technology | 2022 | 2023 | 2024 | 2025 | 2026 | 2027 | 2028 | 2029 | 2030 | 2031 | 2032 | 2033 | 2034 | 2035 | 2036 | 2037 | 2038 | 2039 | 2040 | 2041 | 2042
NSW | Black Coal | 46756.5083 | 45673.4979 | 43370.0493 | 39605.3061 | 37445.6738 | 36146.3798 | 40977.36 | 40271.1992 | 40865.4 | 31798.8 | 23025.06 | 13501.35 | 13501.35 | 13501.35 | 0 | 0 | 0 | 0 | 0 | 0 | 0
NSW | Brown Coal | 0 | 0 | 0 | 0 | 0 | 0 | 0 | 0 | 0 | 0 | 0 | 0 | 0 | 0 | 0 | 0 | 0 | 0 | 0 | 0 | 0
NSW | CCGT | 34.6896 | 34.6896 | 104.3539 | 69.3792 | 69.3792 | 123.5186 | 554.8226 | 134.2658 | 140.0698 | 2240.021 | 2393.986 | 3353.6358 | 3375.9901 | 3330.1965 | 3199.7321 | 3220.0447 | 3347.889 | 3312.5887 | 3344.2905 | 3354.1185 | 3378.9729
NSW | Peaking Gas+Liquids | 15.9727 | 4.3569 | 18.8883 | 37.6727 | 44.2122 | 100.1114 | 114.4547 | 124.3131 | 133.5386 | 670.1033 | 1106.2286 | 7060.8916 | 7485.7017 | 6932.6768 | 10844.1604 | 11492.3672 | 16817.0637 | 13820.6561 | 16795.3902 | 18478.8542 | 19063.1476
NSW | Hydro | 2236.1622 | 1956.5703 | 1992.4668 | 2964.4736 | 1968.0276 | 2346.6968 | 1381.6498 | 3574.8258 | 3216.2646 | 1968.1458 | 2358.0632 | 2075.5706 | 1971.2593 | 2945.0318 | 2317.0811 | 2662.0494 | 1155.6759 | 3870.2764 | 3369.7764 | 2058.7051 | 2357.6686
NSW | Dispatchable Storage | 53.6023 | 76.2274 | 78.6806 | 222.7958 | 987.6736 | 1495.4263 | 3708.0899 | 3185.6862 | 3308.1402 | 2762.1247 | 3574.6771 | 2279.3134 | 2122.0463 | 2277.8268 | 2777.186 | 2753.6438 | 2089.3465 | 2361.2954 | 1789.0217 | 1726.0756 | 1537.4507
NSW | Behind the Meter Storage | 96.9136 | 131.07 | 176.345 | 217.9609 | 252.0078 | 286.4193 | 315.1639 | 342.3435 | 370.3499 | 386.3954 | 391.3675 | 383.6109 | 373.9043 | 370.4085 | 379.1711 | 399.7751 | 417.3544 | 435.1115 | 452.2621 | 466.2881 | 475.9746
NSW | Wind | 4881.3247 | 5467.6407 | 6267.3026 | 6294.0489 | 6966.2483 | 6722.0363 | 6360.5794 | 6749.1217 | 6434.4708 | 10569.604 | 17843.0549 | 17991.4009 | 18485.5442 | 18876.3262 | 31519.0428 | 31743.4019 | 30038.2092 | 32416.6422 | 29760.6293 | 30549.8667 | 29109.3893
NSW | Solar | 4527.9495 | 5709.0314 | 5521.1756 | 5431.847 | 7313.2658 | 7342.6434 | 7338.7945 | 6480.529 | 6716.1529 | 6944.0514 | 7142.2095 | 7326.5136 | 7040.5992 | 6892.4104 | 7333.9996 | 7333.6493 | 7296.7986 | 6521.3077 | 6739.8122 | 6934.4492 | 7125.0309
NSW | Distributed PV | 4811.0228 | 5574.2391 | 6315.2661 | 7085.2683 | 7557.7607 | 7647.7852 | 7747.6641 | 7862.4349 | 7989.339 | 8091.3385 | 8214.264 | 8415.6967 | 8747.2037 | 9214.4606 | 9943.4997 | 10553.6763 | 10912.4895 | 11241.3532 | 11540.9136 | 11928.2149 | 12450.602
Total excluding storage |  | 63263.6298 | 64420.0259 | 63589.5026 | 61487.9959 | 61364.5676 | 60429.1715 | 64475.325 | 65196.6895 | 65495.2358 | 62282.064 | 62082.8662 | 59725.0593 | 60607.6481 | 61692.4522 | 65157.5158 | 67005.1888 | 69568.1258 | 71182.8243 | 71550.8123 | 73304.2086 | 73484.8114
NSW | DSP | 0 | 0 | 0.14155 | 0.4018 | 0.396 | 0.76729 | 0.61588 | 0.38017 | 1.4627 | 0.61139 | 1.4686 | 1.0856 | 1.2617 | 1.0116 | 1.2011 | 2.2454 | 0.77585 | 2.0911 | 2.4859 | 2.2437 | 2.8896
Total including DSP |  | 63263.6298 | 64420.0259 | 63589.6441 | 61488.3977 | 61364.9636 | 60429.9388 | 64475.9409 | 65197.0696 | 65496.6985 | 62282.6754 | 62084.3348 | 59726.1448 | 60608.9097 | 61693.4638 | 65158.717 | 67007.4342 | 69568.9016 | 71184.9154 | 71553.2982 | 73306.4522 | 73487.7009
Region | Technology | 2022 | 2023 | 2024 | 2025 | 2026 | 2027 | 2028 | 2029 | 2030 | 2031 | 2032 | 2033 | 2034 | 2035 | 2036 | 2037 | 2038 | 2039 | 2040 | 2041 | 2042
QLD | Black Coal | 48972.7026 | 46455.3685 | 44537.2634 | 41011.3353 | 40281.0588 | 41615.4408 | 41563.2631 | 39903.4034 | 40337.9806 | 38180.7498 | 37734.5587 | 36728.2814 | 38531.5745 | 38155.1382 | 31453.5199 | 29344.3038 | 25685.4647 | 25785.4386 | 26319.9297 | 25875.1399 | 25808.8526
QLD | Brown Coal | 0 | 0 | 0 | 0 | 0 | 0 | 0 | 0 | 0 | 0 | 0 | 0 | 0 | 0 | 0 | 0 | 0 | 0 | 0 | 0 | 0
QLD | CCGT | 1176.4338 | 1176.4338 | 1354.15 | 1370.1925 | 1338.9824 | 1443.6949 | 1705.0344 | 1438.0973 | 1467.6951 | 3023.6439 | 3109.0302 | 3246.2017 | 3019.7077 | 3275.5717 | 6797.7969 | 7231.1523 | 8280.982 | 8662.1162 | 7725.5574 | 7771.6191 | 7797.8182
QLD | Peaking Gas+Liquids | 2.2191 | 0.092758 | 34.5538 | 47.5441 | 41.6383 | 43.5733 | 40.0878 | 74.5238 | 50.8714 | 126.9223 | 94.9876 | 446.623 | 199.2919 | 307.7714 | 297.9496 | 527.0966 | 2793.473 | 3490.149 | 3879.1906 | 4020.2688 | 4471.0242
QLD | Hydro | 696.185 | 694.7991 | 693.4133 | 692.0275 | 690.6417 | 689.2558 | 687.87 | 686.4842 | 685.0984 | 683.7125 | 682.3267 | 680.9409 | 679.5551 | 678.1693 | 676.7834 | 675.3976 | 253.9429 | 253.4208 | 252.8986 | 252.3765 | 251.8544
QLD | Dispatchable Storage | 35.8352 | 77.8751 | 299.2785 | 257.332 | 275.6618 | 442.6062 | 643.209 | 1455.197 | 1715.4592 | 2041.7655 | 2133.6134 | 2272.1343 | 3012.2412 | 3029.2396 | 2273.6271 | 2772.5992 | 3350.2451 | 2706.5487 | 2886.2887 | 2816.8894 | 2770.485
QLD | Behind the Meter Storage | 54.2304 | 73.8913 | 100.3758 | 125.6717 | 147.1503 | 170.768 | 191.3466 | 209.0999 | 224.4723 | 234.2239 | 232.6427 | 230.4985 | 228.5195 | 229.4712 | 235.9188 | 248.8039 | 259.8505 | 272.5977 | 282.9836 | 298.6519 | 308.1565
QLD | Wind | 2306.7854 | 4228.8482 | 6892.3982 | 10364.9433 | 11067.1478 | 11502.3144 | 12306.3016 | 13414.5477 | 13704.9109 | 14995.4445 | 14794.6591 | 15613.8538 | 15304.3241 | 15385.9426 | 15940.172 | 16783.3866 | 16294.3441 | 16051.9969 | 16071.8592 | 16364.0457 | 15951.1381
QLD | Solar | 5005.2818 | 6213.3796 | 6131.1274 | 6118.8457 | 6224.2793 | 7412.6932 | 7966.5179 | 6584.3693 | 7307.2396 | 9608.6241 | 10683.3019 | 11371.7801 | 11258.1835 | 11286.1539 | 11524.8048 | 11495.0012 | 11405.2442 | 9543.401 | 10531.2295 | 10732.35 | 11248.3553
QLD | Distributed PV | 6484.9645 | 7274.2897 | 7781.646 | 8266.4 | 8691.1168 | 8928.5194 | 9182.8037 | 9412.9161 | 9657.881 | 9901.9656 | 10168.2575 | 10431.4644 | 10771.6531 | 11168.9898 | 11706.7217 | 12233.4114 | 12654.9439 | 13037.9081 | 13426.6885 | 13852.6379 | 14384.0386
Total excluding storage |  | 64644.5721 | 66043.2117 | 67424.5521 | 67871.2884 | 68334.8649 | 71635.4919 | 73451.8785 | 71514.3417 | 73211.677 | 76521.0627 | 77267.1218 | 78519.1453 | 79764.2897 | 80257.7369 | 78397.7484 | 78289.7495 | 77368.3947 | 76824.4306 | 78207.3536 | 78868.4379 | 79913.0815
QLD | DSP | 0 | 0 | 0.13759 | 0.43423 | 0.23831 | 0 | 0 | 0 | 0 | 0.2757 | 0 | 0 | 0.44906 | 0.92366 | 0 | 0.32331 | 0 | 0.71008 | 1.5282 | 1.0335 | 0
Total including DSP |  | 64644.5721 | 66043.2117 | 67424.6897 | 67871.7226 | 68335.1032 | 71635.4919 | 73451.8785 | 71514.3417 | 73211.677 | 76521.3384 | 77267.1218 | 78519.1453 | 79764.7388 | 80258.6605 | 78397.7484 | 78290.0729 | 77368.3947 | 76825.1406 | 78208.8818 | 78869.4714 | 79913.0815
Region | Technology | 2022 | 2023 | 2024 | 2025 | 2026 | 2027 | 2028 | 2029 | 2030 | 2031 | 2032 | 2033 | 2034 | 2035 | 2036 | 2037 | 2038 | 2039 | 2040 | 2041 | 2042
VIC | Black Coal | 0 | 0 | 0 | 0 | 0 | 0 | 0 | 0 | 0 | 0 | 0 | 0 | 0 | 0 | 0 | 0 | 0 | 0 | 0 | 0 | 0
VIC | Brown Coal | 31398.7651 | 32567.8576 | 32412.1906 | 31506.1106 | 30500.1117 | 27079.744 | 17422.5717 | 16441.9529 | 14374.3546 | 12137.0712 | 6531.7347 | 7102.1389 | 7292.1713 | 6713.2694 | 5144.7076 | 2332.6196 | 2429.5416 | 2037.2889 | 2513.7932 | 2553.7775 | 2321.3639
VIC | CCGT | 29.9019 | 15.0575 | 12.4129 | 15.7808 | 20.6099 | 23.3666 | 306.8958 | 31.6045 | 45.4229 | 354.2755 | 381.1482 | 1695.5927 | 1815.8366 | 1751.5438 | 1708.0132 | 1871.1202 | 2145.2195 | 1896.3588 | 0 | 0 | 0
VIC | Peaking Gas+Liquids | 31.7126 | 15.9393 | 9.6388 | 7.8608 | 19.1833 | 12.0864 | 24.8865 | 22.5428 | 19.6959 | 92.3323 | 171.9879 | 1811.2365 | 1858.4991 | 1477.319 | 1514.0263 | 2257.735 | 2842.929 | 2327.4163 | 2658.5845 | 3596.5418 | 2391.2119
VIC | Hydro | 3162.0748 | 2931.5295 | 2778.94 | 3501.4273 | 2714.3912 | 3130.6028 | 1896.4204 | 3830.5549 | 3603.162 | 2839.2388 | 3099.902 | 2873.0582 | 2721.953 | 3431.3093 | 2660.8244 | 3067.6586 | 1857.2886 | 3753.2266 | 3533.3821 | 2781.6901 | 3036.1866
VIC | Dispatchable Storage | 58.0398 | 56.9084 | 62.8546 | 74.3484 | 283.4917 | 500.2877 | 2192.9855 | 2323.7607 | 2477.0525 | 2969.212 | 3511.0306 | 3343.319 | 2996.0845 | 3253.4378 | 4059.0248 | 4089.1261 | 4474.2105 | 4511.6302 | 4748.6678 | 4630.0692 | 4355.949
VIC | Behind the Meter Storage | 44.8943 | 60.7278 | 80.7911 | 101.4063 | 116.7329 | 134.1477 | 153.5526 | 174.4362 | 197.7437 | 214.2303 | 223.7181 | 225.8846 | 220.3245 | 221.7803 | 228.317 | 245.1446 | 263.8214 | 278.1275 | 292.121 | 303.1326 | 309.0437
VIC | Wind | 13051.4483 | 12374.8261 | 12448.5393 | 12667.9022 | 13380.8864 | 13903.2239 | 13882.764 | 14477.536 | 15815.5073 | 18003.6557 | 21993.9846 | 19989.3491 | 20653.2783 | 21468.4464 | 22849.3508 | 24816.6946 | 28752.2645 | 29932.1736 | 31303.9267 | 31261.8899 | 33786.2693
VIC | Solar | 2277.0261 | 2452.2246 | 2345.6044 | 2320.1336 | 2602.5388 | 2919.5048 | 8600.0331 | 7903.3119 | 8028.8014 | 10420.0557 | 11794.0582 | 12520.3809 | 12036.461 | 11853.0979 | 12394.7063 | 12313.9111 | 12567.5854 | 11300.7 | 11458.4409 | 11813.2709 | 11808.4633
VIC | Distributed PV | 3943.5089 | 4500.3045 | 4956.4228 | 5414.2652 | 5711.5022 | 5791.6927 | 5880.1811 | 5986.3462 | 6085.7241 | 6179.287 | 6285.0048 | 6469.4881 | 6730.8138 | 7162.1437 | 7853.6415 | 8435.7929 | 8776.1025 | 9066.8349 | 9326.3347 | 9681.2208 | 10130.6015
Total excluding storage |  | 53894.4378 | 54857.7392 | 54963.7488 | 55433.4805 | 54949.2234 | 52860.2213 | 48013.7525 | 48693.8493 | 47972.6681 | 50025.9162 | 50257.8205 | 52461.2445 | 53109.0132 | 53857.1294 | 54125.2701 | 55095.5318 | 59370.931 | 60313.9992 | 60794.4621 | 61688.3909 | 63474.0966
VIC | DSP | 0.11931 | 0.0043366 | 0 | 0 | 0.44196 | 0 | 0 | 0.5596 | 0.19906 | 0 | 0 | 0 | 0 | 0 | 0 | 0 | 0 | 0 | 0 | 0 | 0
Total including DSP |  | 53894.5571 | 54857.7435 | 54963.7488 | 55433.4805 | 54949.6654 | 52860.2213 | 48013.7525 | 48694.4089 | 47972.8671 | 50025.9162 | 50257.8205 | 52461.2445 | 53109.0132 | 53857.1294 | 54125.2701 | 55095.5318 | 59370.931 | 60313.9992 | 60794.4621 | 61688.3909 | 63474.0966
Region | Technology | 2022 | 2023 | 2024 | 2025 | 2026 | 2027 | 2028 | 2029 | 2030 | 2031 | 2032 | 2033 | 2034 | 2035 | 2036 | 2037 | 2038 | 2039 | 2040 | 2041 | 2042
SA | Black Coal | 0 | 0 | 0 | 0 | 0 | 0 | 0 | 0 | 0 | 0 | 0 | 0 | 0 | 0 | 0 | 0 | 0 | 0 | 0 | 0 | 0
SA | Brown Coal | 0 | 0 | 0 | 0 | 0 | 0 | 0 | 0 | 0 | 0 | 0 | 0 | 0 | 0 | 0 | 0 | 0 | 0 | 0 | 0 | 0
SA | CCGT | 1892.6745 | 1893.1353 | 1481.7696 | 1604.2711 | 1356.7973 | 1327.0214 | 2350.9529 | 1328.6365 | 1683.1172 | 3110.7034 | 2862.5284 | 3819.6482 | 4300.4007 | 4086.5342 | 2579.015 | 2668.9133 | 0 | 0 | 0 | 0 | 0
SA | Peaking Gas+Liquids | 63.4894 | 75.6392 | 117.1094 | 133.3506 | 103.0498 | 95.4559 | 343.3749 | 114.1695 | 102.7663 | 630.6423 | 615.6487 | 856.674 | 985.0174 | 957.7008 | 974.7075 | 1010.888 | 2382.949 | 1717.9849 | 2108.222 | 2807.0505 | 2112.0827
SA | Hydro | 0 | 0 | 0 | 0 | 0 | 0 | 0 | 0 | 0 | 0 | 0 | 0 | 0 | 0 | 0 | 0 | 0 | 0 | 0 | 0 | 0
SA | Dispatchable Storage | 106.5358 | 104.2261 | 99.4692 | 99.5535 | 101.9785 | 119.6596 | 130.2671 | 158.416 | 179.7568 | 199.4547 | 348.0645 | 363.776 | 349.9753 | 365.6845 | 819.3213 | 991.5179 | 1116.9256 | 1102.6064 | 1106.8534 | 1041.4365 | 1068.4537
SA | Behind the Meter Storage | 80.1241 | 84.3927 | 88.2934 | 85.5623 | 79.8006 | 80.2049 | 84.5319 | 91.0107 | 96.8429 | 95.2058 | 92.1429 | 87.9098 | 83.8782 | 83.2504 | 84.3189 | 88.9842 | 94.7625 | 97.8713 | 102.1716 | 104.2439 | 105.3318
SA | Wind | 6806.8808 | 6032.1307 | 6217.1323 | 5980.0199 | 6451.4603 | 6393.2821 | 7611.5401 | 7847.7749 | 7843.6505 | 7596.8041 | 8106.9159 | 7433.7553 | 7070.0939 | 6818.679 | 8044.5188 | 7886.9448 | 7210.0766 | 7390.4214 | 7659.354 | 7324.0603 | 7737.5397
SA | Solar | 964.2702 | 1009.4151 | 972.5485 | 978.9654 | 1784.3504 | 1831.8153 | 2424.0259 | 2241.3039 | 2321.5591 | 2283.6056 | 2342.1102 | 2417.0766 | 2312.2397 | 2340.1999 | 2340.8393 | 2399.8744 | 2417.4935 | 2251.5225 | 2309.372 | 2288.7282 | 2334.8016
SA | Distributed PV | 2279.5929 | 2419.6758 | 2530.9626 | 2625.5227 | 2667.8512 | 2672.5583 | 2681.7429 | 2688.5114 | 2692.999 | 2700.8728 | 2714.5007 | 2731.4778 | 2756.003 | 2798.9939 | 2909.6594 | 3005.3217 | 3060.6495 | 3114.0526 | 3163.4609 | 3236.8511 | 3353.7517
Total excluding storage |  | 12006.9077 | 11429.996 | 11319.5224 | 11322.1298 | 12363.509 | 12320.133 | 15411.6367 | 14220.3962 | 14644.0921 | 16322.6282 | 16641.7039 | 17258.6318 | 17423.7547 | 17002.1078 | 16848.74 | 16971.9422 | 15071.1686 | 14473.9814 | 15240.4089 | 15656.69 | 15538.1757
SA | DSP | 0.037036 | 0.04137 | 0 | 0 | 0.16148 | 0 | 0 | 0.19853 | 0.070813 | 0 | 0 | 0 | 0 | 0 | 0.1131 | 0.51199 | 0.72131 | 0 | 0 | 0 | 0
Total including DSP |  | 12006.9448 | 11430.0374 | 11319.5224 | 11322.1298 | 12363.6704 | 12320.133 | 15411.6367 | 14220.5947 | 14644.1629 | 16322.6282 | 16641.7039 | 17258.6318 | 17423.7547 | 17002.1078 | 16848.8531 | 16972.4542 | 15071.8899 | 14473.9814 | 15240.4089 | 15656.69 | 15538.1757
Region | Technology | 2022 | 2023 | 2024 | 2025 | 2026 | 2027 | 2028 | 2029 | 2030 | 2031 | 2032 | 2033 | 2034 | 2035 | 2036 | 2037 | 2038 | 2039 | 2040 | 2041 | 2042
TAS | Black Coal | 0 | 0 | 0 | 0 | 0 | 0 | 0 | 0 | 0 | 0 | 0 | 0 | 0 | 0 | 0 | 0 | 0 | 0 | 0 | 0 | 0
TAS | Brown Coal | 0 | 0 | 0 | 0 | 0 | 0 | 0 | 0 | 0 | 0 | 0 | 0 | 0 | 0 | 0 | 0 | 0 | 0 | 0 | 0 | 0
TAS | CCGT | 0 | 0 | 0 | 0 | 0 | 0 | 0 | 0 | 0 | 0 | 0 | 0 | 0 | 0 | 0 | 0 | 0 | 0 | 0 | 0 | 0
TAS | Peaking Gas+Liquids | 0 | 0 | 0 | 0 | 0 | 0 | 0 | 0 | 0 | 0 | 0 | 0 | 0 | 0 | 0 | 0 | 0 | 0 | 0 | 0 | 0
TAS | Hydro | 10048.3981 | 7809.3334 | 7850.4192 | 9184.4881 | 8691.5911 | 9999.5741 | 5900.9415 | 8085.7045 | 8448.2449 | 6585.5384 | 7434.0558 | 7513.8293 | 7240.7777 | 7792.5651 | 7910.551 | 7641.503 | 5790.8538 | 7047.1879 | 6965.4312 | 6188.2739 | 6344.5274
TAS | Dispatchable Storage | 1.1664 | 0.24576 | 0.97606 | 2.6334 | 1.767 | 3.4725 | 8.7531 | 5.6078 | 8.5848 | 14.8264 | 13.1645 | 13.9608 | 17.922 | 13.8232 | 12.5972 | 14.6513 | 19.4128 | 15.4266 | 16.8908 | 19.535 | 13.3353
TAS | Behind the Meter Storage | 5.7526 | 7.5109 | 9.5202 | 11.8066 | 13.3033 | 15.0936 | 17.0878 | 18.9505 | 21.1776 | 21.9758 | 21.6484 | 20.8614 | 19.7995 | 19.8189 | 20.1084 | 21.3139 | 22.6217 | 23.3087 | 24.2896 | 24.7124 | 24.6898
TAS | Wind | 2124.9865 | 2049.2906 | 1949.4864 | 2118.5752 | 2193.392 | 2186.2236 | 4644.6169 | 4652.3619 | 4612.1404 | 4526.8958 | 4768.7558 | 4578.4448 | 4365.045 | 4649.7665 | 4804.634 | 4855.2832 | 5293.736 | 5383.2275 | 5314.7324 | 5167.1824 | 5351.1968
TAS | Solar | 0 | 0 | 0 | 0 | 0 | 0 | 304.7945 | 289.6701 | 299.0721 | 295.383 | 293.4725 | 304.3513 | 315.5627 | 288.3234 | 298.1963 | 287.007 | 304.7768 | 291.802 | 299.8615 | 294.9438 | 292.7055
TAS | Distributed PV | 265.6875 | 289.8859 | 309.7078 | 331.0831 | 344.1302 | 343.3244 | 342.9317 | 343.7071 | 343.9703 | 343.8603 | 344.3679 | 347.5609 | 354.3565 | 370.5988 | 402.1756 | 428.2979 | 439.7903 | 450.0313 | 457.844 | 470.5774 | 488.3218
Total excluding storage |  | 12439.0721 | 10148.5099 | 10109.6133 | 11634.1464 | 11229.1133 | 12529.1221 | 11193.2847 | 13371.4436 | 13703.4277 | 11751.6776 | 12840.6521 | 12744.1862 | 12275.7419 | 13101.2538 | 13415.5568 | 13212.0911 | 11829.1569 | 13172.2487 | 13037.8692 | 12120.9774 | 12476.7515
TAS | DSP | 0 | 0 | 0 | 0 | 0 | 0 | 0 | 0 | 0 | 0 | 0 | 0 | 0 | 0 | 0 | 0 | 0 | 0 | 0 | 0 | 0
Total including DSP |  | 12439.0721 | 10148.5099 | 10109.6133 | 11634.1464 | 11229.1133 | 12529.1221 | 11193.2847 | 13371.4436 | 13703.4277 | 11751.6776 | 12840.6521 | 12744.1862 | 12275.7419 | 13101.2538 | 13415.5568 | 13212.0911 | 11829.1569 | 13172.2487 | 13037.8692 | 12120.9774 | 12476.7515
Pump Load (GWh) - Fast Change (Counterfactual)
Region | Technology | 2022 | 2023 | 2024 | 2025 | 2026 | 2027 | 2028 | 2029 | 2030 | 2031 | 2032 | 2033 | 2034 | 2035 | 2036 | 2037 | 2038 | 2039 | 2040 | 2041 | 2042
NEM | Dispatchable Storage Load | -308.8966 | -493.0055 | -874.5433 | -1038.5996 | -2292.4918 | -3472.7083 | -9346.0379 | -9082.0306 | -9835.1843 | -10169.7663 | -12324.5581 | -10684.2181 | -10814.2911 | -11400.7986 | -13060.4648 | -13877.077 | -14226.7529 | -13763.4374 | -13478.9837 | -12879.3051 | -12307.4542
NEM | Behind the Meter Storage Load | -331.5075 | -420.4628 | -535.2135 | -637.8903 | -716.0229 | -807.2298 | -895.6011 | -982.6564 | -1070.8878 | -1119.3454 | -1130.7209 | -1115.6663 | -1089.0954 | -1087.5863 | -1114.4777 | -1180.4461 | -1244.6228 | -1301.6453 | -1357.0741 | -1407.5154 | -1438.5165
Total |  | -640.4041 | -913.4682 | -1409.7568 | -1676.4898 | -3008.5147 | -4279.9381 | -10241.639 | -10064.6871 | -10906.0721 | -11289.1117 | -13455.279 | -11799.8844 | -11903.3865 | -12488.3849 | -14174.9425 | -15057.5232 | -15471.3757 | -15065.0826 | -14836.0578 | -14286.8205 | -13745.9706
Region | Technology | 2022 | 2023 | 2024 | 2025 | 2026 | 2027 | 2028 | 2029 | 2030 | 2031 | 2032 | 2033 | 2034 | 2035 | 2036 | 2037 | 2038 | 2039 | 2040 | 2041 | 2042
NSW | Dispatchable Storage Load | -65.7068 | -199.4847 | -266.2157 | -475.3802 | -1449.8189 | -2110.7186 | -5589.249 | -4166.1322 | -4351.2116 | -3653.9552 | -4815.6186 | -3214.6197 | -2882.7787 | -3116.8311 | -4197.2901 | -4133.3304 | -3128.3765 | -3497.0439 | -2606.8865 | -2440.4019 | -2191.1441
NSW | Behind the Meter Storage Load | -113.9685 | -154.1003 | -207.3295 | -256.3606 | -296.3645 | -336.8092 | -370.5557 | -402.3712 | -435.5416 | -454.2613 | -460.2763 | -451.0752 | -439.6668 | -435.7067 | -445.9449 | -470.1489 | -490.7611 | -511.4729 | -531.9131 | -548.2336 | -559.8048
Total |  | -179.6754 | -353.585 | -473.5452 | -731.7408 | -1746.1834 | -2447.5279 | -5959.8047 | -4568.5034 | -4786.7532 | -4108.2165 | -5275.8949 | -3665.6949 | -3322.4455 | -3552.5378 | -4643.235 | -4603.4793 | -3619.1376 | -4008.5167 | -3138.7996 | -2988.6355 | -2750.9489
Region | Technology | 2022 | 2023 | 2024 | 2025 | 2026 | 2027 | 2028 | 2029 | 2030 | 2031 | 2032 | 2033 | 2034 | 2035 | 2036 | 2037 | 2038 | 2039 | 2040 | 2041 | 2042
QLD | Dispatchable Storage Load | -43.584 | -98.93 | -411.8257 | -350.6796 | -371.3799 | -600.7971 | -875.1896 | -1847.1732 | -2187.5196 | -2603.8905 | -2718.9857 | -2884.7632 | -3799.0213 | -3812.1888 | -2827.3024 | -3442.1578 | -4159.031 | -3331.4314 | -3561.0803 | -3474.2766 | -3405.4982
QLD | Behind the Meter Storage Load | -63.7869 | -86.8794 | -118.0223 | -147.7811 | -173.0511 | -200.7582 | -224.9824 | -245.8697 | -263.976 | -275.359 | -273.6425 | -271.0239 | -268.7096 | -269.8585 | -277.4623 | -292.5248 | -305.5446 | -320.5534 | -332.7986 | -351.1237 | -362.4715
Total |  | -107.3709 | -185.8094 | -529.848 | -498.4607 | -544.431 | -801.5553 | -1100.172 | -2093.0429 | -2451.4956 | -2879.2495 | -2992.6282 | -3155.7871 | -4067.7308 | -4082.0473 | -3104.7646 | -3734.6825 | -4464.5757 | -3651.9848 | -3893.8789 | -3825.4003 | -3767.9697
Region | Technology | 2022 | 2023 | 2024 | 2025 | 2026 | 2027 | 2028 | 2029 | 2030 | 2031 | 2032 | 2033 | 2034 | 2035 | 2036 | 2037 | 2038 | 2039 | 2040 | 2041 | 2042
VIC | Dispatchable Storage Load | -69.7078 | -68.4395 | -75.0825 | -88.8795 | -345.9399 | -612.8471 | -2715.0188 | -2872.6375 | -3071.3032 | -3657.205 | -4352.5748 | -4128.9703 | -3690.8191 | -4014.9939 | -5018.8828 | -5063.8878 | -5544.9027 | -5567.1912 | -5927.1816 | -5669.3462 | -5384.053
VIC | Behind the Meter Storage Load | -52.771 | -71.4143 | -94.8929 | -119.2313 | -137.1376 | -157.6029 | -180.5779 | -205.1857 | -232.6505 | -251.9528 | -263.0052 | -265.6661 | -258.8617 | -260.805 | -268.2868 | -288.0723 | -310.2869 | -327.1823 | -343.7077 | -356.5345 | -363.3527
Total |  | -122.4787 | -139.8538 | -169.9754 | -208.1107 | -483.0775 | -770.45 | -2895.5967 | -3077.8232 | -3303.9537 | -3909.1579 | -4615.58 | -4394.6363 | -3949.6808 | -4275.7988 | -5287.1696 | -5351.9601 | -5855.1895 | -5894.3735 | -6270.8893 | -6025.8807 | -5747.4057
Region | Technology | 2022 | 2023 | 2024 | 2025 | 2026 | 2027 | 2028 | 2029 | 2030 | 2031 | 2032 | 2033 | 2034 | 2035 | 2036 | 2037 | 2038 | 2039 | 2040 | 2041 | 2042
SA | Dispatchable Storage Load | -128.5135 | -125.8606 | -120.2849 | -120.5623 | -123.2737 | -144.2259 | -156.3154 | -189.4223 | -215.0251 | -237.3629 | -421.7673 | -439.4318 | -420.7199 | -440.522 | -1002.1688 | -1220.2809 | -1371.7895 | -1349.6209 | -1363.7504 | -1272.5146 | -1311.0711
SA | Behind the Meter Storage Load | -94.223 | -99.2427 | -103.7932 | -100.6447 | -93.8445 | -94.333 | -99.4045 | -106.9606 | -113.8377 | -111.955 | -108.3608 | -103.384 | -98.6082 | -97.9255 | -99.1613 | -104.6627 | -111.4432 | -115.0427 | -120.1124 | -122.5878 | -123.8748
Total |  | -222.7365 | -225.1033 | -224.0781 | -221.207 | -217.1183 | -238.5589 | -255.7198 | -296.3829 | -328.8628 | -349.3179 | -530.128 | -542.8158 | -519.3281 | -538.4475 | -1101.3302 | -1324.9436 | -1483.2327 | -1464.6636 | -1483.8628 | -1395.1023 | -1434.9459
Region | Technology | 2022 | 2023 | 2024 | 2025 | 2026 | 2027 | 2028 | 2029 | 2030 | 2031 | 2032 | 2033 | 2034 | 2035 | 2036 | 2037 | 2038 | 2039 | 2040 | 2041 | 2042
TAS | Dispatchable Storage Load | -1.3845 | -0.2906 | -1.1347 | -3.098 | -2.0794 | -4.1195 | -10.2652 | -6.6654 | -10.1248 | -17.3526 | -15.6118 | -16.4331 | -20.9521 | -16.2629 | -14.8207 | -17.4202 | -22.6531 | -18.15 | -20.0849 | -22.7658 | -15.6878
TAS | Behind the Meter Storage Load | -6.7581 | -8.8261 | -11.1755 | -13.8726 | -15.6251 | -17.7266 | -20.0806 | -22.2692 | -24.882 | -25.8173 | -25.4362 | -24.5172 | -23.2491 | -23.2905 | -23.6224 | -25.0374 | -26.5871 | -27.394 | -28.5422 | -29.0359 | -29.0127
Total |  | -8.1426 | -9.1168 | -12.3102 | -16.9706 | -17.7045 | -21.8461 | -30.3459 | -28.9347 | -35.0068 | -43.1699 | -41.048 | -40.9503 | -44.2012 | -39.5534 | -38.4431 | -42.4576 | -49.2402 | -45.544 | -48.6272 | -51.8017 | -44.7005

## Generation_2
Annual as-generated generation by technology (GWh) - Fast Change (DP8)
Years are financial year ending.
Region | Technology | 2022 | 2023 | 2024 | 2025 | 2026 | 2027 | 2028 | 2029 | 2030 | 2031 | 2032 | 2033 | 2034 | 2035 | 2036 | 2037 | 2038 | 2039 | 2040 | 2041 | 2042
NEM | Black Coal | 95729.7264 | 91792.2501 | 91294.2481 | 86664.277 | 84769.7973 | 80948.4977 | 82550.8092 | 78007.6879 | 78636.9341 | 78429.8435 | 69913.808 | 60996.2937 | 61630.0718 | 58745.4333 | 32444.7913 | 27505.8186 | 19383.7173 | 19738.7863 | 20278.5126 | 19531.9664 | 19009.2578
NEM | Brown Coal | 31409.2218 | 32955.1725 | 32789.2627 | 33233.5123 | 33461.505 | 30439.2562 | 31400.2092 | 29151.9543 | 29332.0197 | 23454.4793 | 23327.0136 | 23230.6757 | 23523.7536 | 23230.0133 | 22646.3827 | 22414.8874 | 22063.2551 | 22427.9096 | 22821.3229 | 22100.3306 | 21947.1574
NEM | CCGT | 3133.6998 | 3119.4402 | 2931.8023 | 1930.1385 | 1933.5494 | 1933.9004 | 2311.263 | 1931.9082 | 1883.4985 | 4145.9561 | 2341.1002 | 4090.7105 | 3781.1942 | 2790.4469 | 5031.605 | 4431.6716 | 6496.7375 | 4148.5349 | 4026.8022 | 5332.5345 | 3525.8966
NEM | Peaking Gas+Liquids | 113.3938 | 94.0865 | 141.1587 | 52.6762 | 42.953 | 39.0484 | 85.5101 | 129.3744 | 62.4769 | 261.0762 | 77.7057 | 201.5341 | 113.2899 | 151.7194 | 327.5633 | 370.9481 | 1978.206 | 747.792 | 528.584 | 1519.8556 | 487.0806
NEM | Hydro | 16142.8201 | 13403.5318 | 13267.8763 | 16595.7762 | 14175.2748 | 16560.5369 | 10460.1743 | 18188.4987 | 16507.2639 | 13675.9147 | 17126.2686 | 14479.2397 | 14367.4968 | 17072.2747 | 14848.876 | 16798.7757 | 9912.9502 | 17889.0785 | 16274.2273 | 12710.4275 | 15882.3986
NEM | Dispatchable Storage | 258.3371 | 329.6895 | 286.5556 | 646.0689 | 1812.8684 | 2552.0889 | 4758.1448 | 3764.8733 | 4096.8911 | 5675.5043 | 7501.2939 | 7732.8272 | 8117.1778 | 9053.1771 | 12938.5672 | 13636.4449 | 15715.4758 | 15978.4592 | 16015.9183 | 18389.7788 | 19660.105
NEM | Behind the Meter Storage | 281.915 | 357.5927 | 455.3255 | 542.4078 | 608.9948 | 686.6335 | 761.6827 | 835.8408 | 910.5863 | 952.0312 | 961.5196 | 948.7652 | 926.426 | 924.7293 | 947.8343 | 1004.0217 | 1058.4106 | 1107.0167 | 1153.8278 | 1197.0289 | 1223.1965
NEM | Wind | 29171.4257 | 30245.4833 | 30447.1211 | 30807.9582 | 32743.7733 | 35363.1115 | 37123.6622 | 38834.3368 | 39806.2592 | 44849.6926 | 50097.4438 | 56756.0294 | 56503.85 | 59325.2008 | 76244.6525 | 80842.2445 | 90025.2237 | 92887.2782 | 91591.9682 | 89938.2447 | 90349.4571
NEM | Solar | 12774.5275 | 15384.0507 | 14970.4559 | 15599.7424 | 17476.6027 | 20159.5187 | 24579.1402 | 21694.1572 | 23056.7674 | 27468.0342 | 31332.9605 | 35306.0577 | 36763.7408 | 36626.3765 | 47026.5868 | 47261.053 | 52063.7646 | 45485.8056 | 49892.0322 | 56965.5265 | 59006.8889
NEM | Distributed PV | 17784.7766 | 20058.395 | 21894.0052 | 23722.5394 | 24972.361 | 25383.8801 | 25835.3235 | 26293.9157 | 26769.9134 | 27217.3241 | 27726.3949 | 28395.6879 | 29360.0301 | 30715.1867 | 32815.698 | 34656.5002 | 35843.9757 | 36910.18 | 37915.2417 | 39169.5019 | 40807.3157
Total excluding storage |  | 206259.5918 | 207052.41 | 207735.9302 | 208606.6201 | 209575.8166 | 210827.7498 | 214346.0917 | 214231.8331 | 216055.133 | 219502.3209 | 221942.6953 | 223456.2286 | 226043.427 | 228656.6517 | 231386.1556 | 234281.8992 | 237767.8301 | 240235.3651 | 243328.6912 | 247268.3877 | 251015.4527
NEM | DSP | 0.15635 | 0.045707 | 0.27914 | 0.83603 | 1.2377 | 0.76729 | 0.61588 | 1.1383 | 1.7326 | 0.88709 | 1.4686 | 1.0856 | 1.7107 | 1.9352 | 1.3142 | 3.0807 | 1.4972 | 2.8012 | 4.0141 | 3.2772 | 2.8896
Total including DSP |  | 206259.7481 | 207052.4557 | 207736.2094 | 208607.4561 | 209577.0543 | 210828.5171 | 214346.7076 | 214232.9714 | 216056.8656 | 219503.208 | 221944.164 | 223457.3142 | 226045.1378 | 228658.5869 | 231387.4698 | 234284.98 | 237769.3273 | 240238.1663 | 243332.7053 | 247271.6649 | 251018.3423
Region | Technology | 2022 | 2023 | 2024 | 2025 | 2026 | 2027 | 2028 | 2029 | 2030 | 2031 | 2032 | 2033 | 2034 | 2035 | 2036 | 2037 | 2038 | 2039 | 2040 | 2041 | 2042
NSW | Black Coal | 46713.2552 | 45091.636 | 41398.998 | 38263.836 | 34878.1814 | 32305.4657 | 33950.8432 | 31254.282 | 32139.1635 | 30713.0205 | 22269.6402 | 21690.3357 | 22066.0222 | 21371.3762 | 4215.3481 | 4218.5 | 4174.8396 | 4140.484 | 4348.08 | 4203.0536 | 3884.7837
NSW | Brown Coal | 0 | 0 | 0 | 0 | 0 | 0 | 0 | 0 | 0 | 0 | 0 | 0 | 0 | 0 | 0 | 0 | 0 | 0 | 0 | 0 | 0
NSW | CCGT | 34.6896 | 34.6896 | 104.3539 | 65.5248 | 65.5248 | 65.5248 | 279.0644 | 65.5248 | 65.5248 | 715.6343 | 65.7043 | 526.5322 | 491.0207 | 208.9316 | 1017.8025 | 870.9664 | 1805.5994 | 1087.1906 | 1084.229 | 1695.3081 | 916.2484
NSW | Peaking Gas+Liquids | 15.9727 | 2.4367 | 13.999 | 24.2316 | 14.1356 | 17.639 | 19.4353 | 32.929 | 25.6518 | 31.3581 | 28.758 | 32.0485 | 21.324 | 33.592 | 87.2978 | 130.4966 | 547.3976 | 199.2592 | 110.7756 | 428.3625 | 117.4905
NSW | Hydro | 2236.1622 | 1967.8698 | 1931.4441 | 3054.2625 | 2051.9396 | 2554.9206 | 1974.9424 | 4118.8541 | 3671.2199 | 3352.6012 | 3395.676 | 3207.7161 | 3173.3101 | 3939.7124 | 2983.4299 | 3330.1214 | 1966.4735 | 4414.8381 | 4060.4748 | 2890.7307 | 3219.7793
NSW | Dispatchable Storage | 54.628 | 82.0029 | 48.0371 | 347.9491 | 1438.4593 | 2033.1222 | 3893.0216 | 2870.8837 | 3020.1282 | 4181.7283 | 5860.4941 | 6002.4328 | 5958.166 | 5978.6606 | 8495.7442 | 8775.1141 | 8564.0048 | 8492.8792 | 8139.678 | 9816.4537 | 10416.7659
NSW | Behind the Meter Storage | 96.9136 | 131.07 | 176.345 | 217.9609 | 252.0078 | 286.4193 | 315.1639 | 342.3435 | 370.3499 | 386.3954 | 391.3675 | 383.6109 | 373.9043 | 370.4085 | 379.1711 | 399.7751 | 417.3544 | 435.1115 | 452.2621 | 466.2881 | 475.9746
NSW | Wind | 4881.3247 | 5466.8528 | 5626.5476 | 5599.9939 | 5910.7755 | 5690.6951 | 5364.1384 | 5743.7733 | 5466.3004 | 10200.2286 | 10126.8643 | 11253.3149 | 12396.5703 | 12546.5836 | 21378.8999 | 21171.2517 | 21185.8455 | 23506.4677 | 21974.6906 | 21091.6475 | 19487.6902
NSW | Solar | 4527.9495 | 5709.0314 | 5521.1756 | 6181.7977 | 7271.549 | 8872.9814 | 10429.8385 | 9269.5448 | 9605.5353 | 12938.6442 | 16221.627 | 18333.5221 | 17735.4736 | 17303.6276 | 22575.1067 | 22606.231 | 24895.4569 | 21735.7036 | 22829.4572 | 28227.1417 | 29100.3636
NSW | Distributed PV | 4811.0228 | 5574.2391 | 6315.2661 | 7085.2683 | 7557.7607 | 7647.7852 | 7747.6641 | 7862.4349 | 7989.339 | 8091.3385 | 8214.264 | 8415.6967 | 8747.2037 | 9214.4606 | 9943.4997 | 10553.6763 | 10912.4895 | 11241.3532 | 11540.9136 | 11928.2149 | 12450.602
Total excluding storage |  | 63220.3767 | 63846.7555 | 60911.7843 | 60274.9147 | 57749.8666 | 57155.0117 | 59765.9264 | 58347.3428 | 58962.7347 | 66042.8254 | 60322.5337 | 63459.1664 | 64630.9245 | 64618.284 | 62201.3845 | 62881.2434 | 65488.1019 | 66325.2964 | 65948.6208 | 70464.4591 | 69176.9578
NSW | DSP | 0 | 0 | 0.14155 | 0.4018 | 0.396 | 0.76729 | 0.61588 | 0.38017 | 1.4627 | 0.61139 | 1.4686 | 1.0856 | 1.2617 | 1.0116 | 1.2011 | 2.2454 | 0.77585 | 2.0911 | 2.4859 | 2.2437 | 2.8896
Total including DSP |  | 63220.3767 | 63846.7555 | 60911.9258 | 60275.3165 | 57750.2626 | 57155.779 | 59766.5422 | 58347.723 | 58964.1974 | 66043.4368 | 60324.0023 | 63460.2519 | 64632.1861 | 64619.2955 | 62202.5857 | 62883.4888 | 65488.8777 | 66327.3875 | 65951.1067 | 70466.7028 | 69179.8473
Region | Technology | 2022 | 2023 | 2024 | 2025 | 2026 | 2027 | 2028 | 2029 | 2030 | 2031 | 2032 | 2033 | 2034 | 2035 | 2036 | 2037 | 2038 | 2039 | 2040 | 2041 | 2042
QLD | Black Coal | 49016.4712 | 46700.6141 | 49895.2501 | 48400.441 | 49891.6159 | 48643.032 | 48599.966 | 46753.4059 | 46497.7705 | 47716.8231 | 47644.1679 | 39305.9579 | 39564.0496 | 37374.057 | 28229.4432 | 23287.3186 | 15208.8778 | 15598.3023 | 15930.4326 | 15328.9128 | 15124.4741
QLD | Brown Coal | 0 | 0 | 0 | 0 | 0 | 0 | 0 | 0 | 0 | 0 | 0 | 0 | 0 | 0 | 0 | 0 | 0 | 0 | 0 | 0 | 0
QLD | CCGT | 1176.4338 | 1176.4338 | 1346.3869 | 1309.0436 | 1309.0436 | 1309.0436 | 1312.63 | 1296.6646 | 1262.9658 | 1770.1081 | 1516.1797 | 2168.6414 | 1933.3317 | 1722.8143 | 2772.0125 | 2520.905 | 4200.1033 | 2940.2735 | 2942.5732 | 3637.2264 | 2609.6481
QLD | Peaking Gas+Liquids | 2.2191 | 0.092758 | 2.1419 | 15.1511 | 5.2182 | 2.1921 | 0.049795 | 40.1904 | 28.5906 | 39.4821 | 14.5865 | 52.4641 | 27.1402 | 31.6259 | 40.8161 | 84.9543 | 261.2876 | 159.7118 | 68.4207 | 221.5201 | 36.6223
QLD | Hydro | 696.185 | 694.7991 | 693.4133 | 692.0275 | 690.6417 | 689.2558 | 687.87 | 686.4842 | 685.0984 | 683.7125 | 682.3267 | 680.9409 | 679.5551 | 678.1693 | 676.7834 | 675.3976 | 253.9429 | 253.4208 | 252.8986 | 252.3765 | 251.8544
QLD | Dispatchable Storage | 37.1108 | 84.7897 | 79.4162 | 147.0625 | 181.0831 | 262.0428 | 540.1718 | 478.5188 | 542.6438 | 853.7389 | 899.217 | 932.0779 | 1342.8739 | 2183.9271 | 3344.3777 | 3392.9391 | 5023.0181 | 5332.0679 | 5651.3245 | 6353.6711 | 6520.1984
QLD | Behind the Meter Storage | 54.2304 | 73.8913 | 100.3758 | 125.6717 | 147.1503 | 170.768 | 191.3466 | 209.0999 | 224.4723 | 234.2239 | 232.6427 | 230.4985 | 228.5195 | 229.4712 | 235.9188 | 248.8039 | 259.8505 | 272.5977 | 282.9836 | 298.6519 | 308.1565
QLD | Wind | 2306.7854 | 4227.167 | 4111.4554 | 4016.1566 | 4207.62 | 6793.7698 | 7071.5082 | 7071.7359 | 7128.8426 | 7422.2297 | 8194.4218 | 16354.249 | 15784.948 | 17740.6434 | 22373.6043 | 27809.2619 | 33842.561 | 34254.6265 | 33927.4287 | 33934.3495 | 32497.2027
QLD | Solar | 5005.2818 | 6213.3796 | 6131.1274 | 6118.8457 | 6224.2793 | 6257.3289 | 6249.9372 | 5157.2845 | 5728.8225 | 5861.95 | 6050.046 | 6249.4795 | 8684.1746 | 8997.4004 | 13990.6432 | 13949.4238 | 16357.239 | 13802.423 | 16867.8735 | 18587.0661 | 19621.5116
QLD | Distributed PV | 6484.9645 | 7274.2897 | 7781.646 | 8266.4 | 8691.1168 | 8928.5194 | 9182.8037 | 9412.9161 | 9657.881 | 9901.9656 | 10168.2575 | 10431.4644 | 10771.6531 | 11168.9898 | 11706.7217 | 12233.4114 | 12654.9439 | 13037.9081 | 13426.6885 | 13852.6379 | 14384.0386
Total excluding storage |  | 64688.3407 | 66286.7762 | 69961.4211 | 68818.0654 | 71019.5355 | 72623.1417 | 73104.7649 | 70418.6815 | 70989.9714 | 73396.271 | 74269.9861 | 75243.1973 | 77444.8522 | 77713.7 | 79790.0245 | 80560.6727 | 82778.9555 | 80046.666 | 83416.3159 | 85814.0893 | 84525.3519
QLD | DSP | 0 | 0 | 0.13759 | 0.43423 | 0.23831 | 0 | 0 | 0 | 0 | 0.2757 | 0 | 0 | 0.44906 | 0.92366 | 0 | 0.32331 | 0 | 0.71008 | 1.5282 | 1.0335 | 0
Total including DSP |  | 64688.3407 | 66286.7762 | 69961.5587 | 68818.4996 | 71019.7738 | 72623.1417 | 73104.7649 | 70418.6815 | 70989.9714 | 73396.5468 | 74269.9861 | 75243.1973 | 77445.3013 | 77714.6237 | 79790.0245 | 80560.996 | 82778.9555 | 80047.3761 | 83417.8441 | 85815.1228 | 84525.3519
Region | Technology | 2022 | 2023 | 2024 | 2025 | 2026 | 2027 | 2028 | 2029 | 2030 | 2031 | 2032 | 2033 | 2034 | 2035 | 2036 | 2037 | 2038 | 2039 | 2040 | 2041 | 2042
VIC | Black Coal | 0 | 0 | 0 | 0 | 0 | 0 | 0 | 0 | 0 | 0 | 0 | 0 | 0 | 0 | 0 | 0 | 0 | 0 | 0 | 0 | 0
VIC | Brown Coal | 31409.2218 | 32955.1725 | 32789.2627 | 33233.5123 | 33461.505 | 30439.2562 | 31400.2092 | 29151.9543 | 29332.0197 | 23454.4793 | 23327.0136 | 23230.6757 | 23523.7536 | 23230.0133 | 22646.3827 | 22414.8874 | 22063.2551 | 22427.9096 | 22821.3229 | 22100.3306 | 21947.1574
VIC | CCGT | 29.9019 | 15.0509 | 11.5461 | 8.0701 | 11.481 | 11.832 | 7.005 | 22.2189 | 7.5078 | 40.8959 | 16.4266 | 18.235 | 12.4889 | 11.9937 | 53.4761 | 61.2084 | 491.0348 | 121.0708 | 0 | 0 | 0
VIC | Peaking Gas+Liquids | 31.7121 | 15.9239 | 9.4461 | 6.4346 | 13.3088 | 7.8021 | 1.5525 | 23.1333 | 2.1552 | 26.1504 | 15.9745 | 22.1346 | 2.0193 | 7.9118 | 52.4091 | 54.028 | 417.8838 | 117.4101 | 77.0002 | 224.9009 | 74.6147
VIC | Hydro | 3162.0748 | 2931.5295 | 2778.94 | 3501.4273 | 2714.3912 | 3130.6028 | 1896.4204 | 3830.5549 | 3603.162 | 2839.2388 | 3099.902 | 2873.0582 | 2721.953 | 3431.3093 | 2660.8244 | 3067.6586 | 1857.2886 | 3753.2266 | 3533.3821 | 2781.6901 | 3036.1866
VIC | Dispatchable Storage | 58.3908 | 57.7581 | 59.4897 | 70.4508 | 96.956 | 139.6353 | 188.0145 | 256.1353 | 342.0624 | 421.7121 | 492.1178 | 536.0886 | 536.144 | 601.5715 | 687.5983 | 753.1612 | 765.3102 | 811.9545 | 860.4862 | 842.2765 | 935.1205
VIC | Behind the Meter Storage | 44.8943 | 60.7278 | 80.7911 | 101.4063 | 116.7329 | 134.1477 | 153.5526 | 174.4362 | 197.7437 | 214.2303 | 223.7181 | 225.8846 | 220.3245 | 221.7803 | 228.317 | 245.1446 | 263.8214 | 278.1275 | 292.121 | 303.1326 | 309.0437
VIC | Wind | 13051.4483 | 12449.6404 | 12515.6266 | 12879.8942 | 13651.3539 | 14041.9783 | 14198.4081 | 15365.7107 | 16747.4872 | 16034.8083 | 18153.3495 | 15780.1836 | 15651.8372 | 16171.5638 | 16848.6564 | 16589.2532 | 17375.8526 | 16978.7343 | 18352.6147 | 18360.2087 | 20578.9037
VIC | Solar | 2277.0261 | 2452.2246 | 2345.6044 | 2320.1336 | 2619.8398 | 2960.5478 | 3486.8942 | 3190.2125 | 3513.3122 | 3515.4028 | 3505.2403 | 4418.0072 | 4232.2564 | 4116.8882 | 4249.5816 | 4326.178 | 4420.4126 | 4003.6541 | 4120.1149 | 4116.0592 | 4102.159
VIC | Distributed PV | 3943.5089 | 4500.3045 | 4956.4228 | 5414.2652 | 5711.5022 | 5791.6927 | 5880.1811 | 5986.3462 | 6085.7241 | 6179.287 | 6285.0048 | 6469.4881 | 6730.8138 | 7162.1437 | 7853.6415 | 8435.7929 | 8776.1025 | 9066.8349 | 9326.3347 | 9681.2208 | 10130.6015
Total excluding storage |  | 53904.894 | 55319.8462 | 55406.8487 | 57363.7372 | 58183.3818 | 56383.7119 | 56870.6706 | 57570.1309 | 59291.3681 | 52090.2624 | 54402.9113 | 52811.7824 | 52875.1222 | 54131.8237 | 54364.9718 | 54949.0066 | 55401.83 | 56468.8404 | 58230.7696 | 57264.4102 | 59869.6229
VIC | DSP | 0.11931 | 0.0043366 | 0 | 0 | 0.44196 | 0 | 0 | 0.5596 | 0.19906 | 0 | 0 | 0 | 0 | 0 | 0 | 0 | 0 | 0 | 0 | 0 | 0
Total including DSP |  | 53905.0133 | 55319.8505 | 55406.8487 | 57363.7372 | 58183.8238 | 56383.7119 | 56870.6706 | 57570.6905 | 59291.5672 | 52090.2624 | 54402.9113 | 52811.7824 | 52875.1222 | 54131.8237 | 54364.9718 | 54949.0066 | 55401.83 | 56468.8404 | 58230.7696 | 57264.4102 | 59869.6229
Region | Technology | 2022 | 2023 | 2024 | 2025 | 2026 | 2027 | 2028 | 2029 | 2030 | 2031 | 2032 | 2033 | 2034 | 2035 | 2036 | 2037 | 2038 | 2039 | 2040 | 2041 | 2042
SA | Black Coal | 0 | 0 | 0 | 0 | 0 | 0 | 0 | 0 | 0 | 0 | 0 | 0 | 0 | 0 | 0 | 0 | 0 | 0 | 0 | 0 | 0
SA | Brown Coal | 0 | 0 | 0 | 0 | 0 | 0 | 0 | 0 | 0 | 0 | 0 | 0 | 0 | 0 | 0 | 0 | 0 | 0 | 0 | 0 | 0
SA | CCGT | 1892.6745 | 1893.2658 | 1469.5153 | 547.5 | 547.5 | 547.5 | 712.5635 | 547.5 | 547.5 | 1619.3179 | 742.7895 | 1377.3018 | 1344.3529 | 846.7074 | 1188.3139 | 978.5917 | 0 | 0 | 0 | 0 | 0
SA | Peaking Gas+Liquids | 63.49 | 75.6331 | 115.5717 | 6.859 | 10.2904 | 11.4151 | 64.4725 | 33.1217 | 6.0794 | 164.0856 | 18.3868 | 94.887 | 62.8064 | 78.5898 | 147.0402 | 101.4693 | 749.5441 | 269.9892 | 272.3875 | 644.7964 | 258.3531
SA | Hydro | 0 | 0 | 0 | 0 | 0 | 0 | 0 | 0 | 0 | 0 | 0 | 0 | 0 | 0 | 0 | 0 | 0 | 0 | 0 | 0 | 0
SA | Dispatchable Storage | 107.0411 | 104.9515 | 98.6256 | 78.0163 | 94.3857 | 112.6612 | 129.7787 | 156.7292 | 182.7978 | 200.0417 | 216.9733 | 225.4762 | 241.1287 | 251.9674 | 368.143 | 673.1212 | 1309.8895 | 1302.4526 | 1320.0059 | 1319.4104 | 1742.766
SA | Behind the Meter Storage | 80.1241 | 84.3927 | 88.2934 | 85.5623 | 79.8006 | 80.2049 | 84.5319 | 91.0107 | 96.8429 | 95.2058 | 92.1429 | 87.9098 | 83.8782 | 83.2504 | 84.3189 | 88.9842 | 94.7625 | 97.8713 | 102.1716 | 104.2439 | 105.3318
SA | Wind | 6806.8808 | 6052.4784 | 6244.0051 | 6193.3384 | 6780.6319 | 6650.4447 | 6130.2602 | 6297.3164 | 6177.2526 | 6251.7856 | 7557.4058 | 6554.7058 | 6190.8017 | 5948.5342 | 8611.7854 | 8134.8074 | 10407.1357 | 10749.4779 | 10072.0373 | 9516.1499 | 10435.2102
SA | Solar | 964.2702 | 1009.4151 | 972.5485 | 978.9654 | 1360.9347 | 2068.6606 | 4412.4703 | 4077.1154 | 4209.0974 | 5152.0372 | 5556.0472 | 6305.0489 | 6111.8362 | 6208.4603 | 6211.2554 | 6379.2202 | 6390.656 | 5944.0249 | 6074.5865 | 6035.2594 | 6182.8547
SA | Distributed PV | 2279.5929 | 2419.6758 | 2530.9626 | 2625.5227 | 2667.8512 | 2672.5583 | 2681.7429 | 2688.5114 | 2692.999 | 2700.8728 | 2714.5007 | 2731.4778 | 2756.003 | 2798.9939 | 2909.6594 | 3005.3217 | 3060.6495 | 3114.0526 | 3163.4609 | 3236.8511 | 3353.7517
Total excluding storage |  | 12006.9083 | 11450.4683 | 11332.6032 | 10352.1855 | 11367.2081 | 11950.5788 | 14001.5093 | 13643.5649 | 13632.9284 | 15888.099 | 16589.13 | 17063.4213 | 16465.8002 | 15881.2855 | 19068.0544 | 18599.4103 | 20607.9854 | 20077.5446 | 19582.4722 | 19433.0568 | 20230.1696
SA | DSP | 0.037036 | 0.04137 | 0 | 0 | 0.16148 | 0 | 0 | 0.19853 | 0.070813 | 0 | 0 | 0 | 0 | 0 | 0.1131 | 0.51199 | 0.72131 | 0 | 0 | 0 | 0
Total including DSP |  | 12006.9453 | 11450.5097 | 11332.6032 | 10352.1855 | 11367.3696 | 11950.5788 | 14001.5093 | 13643.7634 | 13632.9992 | 15888.099 | 16589.13 | 17063.4213 | 16465.8002 | 15881.2855 | 19068.1674 | 18599.9223 | 20608.7067 | 20077.5446 | 19582.4722 | 19433.0568 | 20230.1696
Region | Technology | 2022 | 2023 | 2024 | 2025 | 2026 | 2027 | 2028 | 2029 | 2030 | 2031 | 2032 | 2033 | 2034 | 2035 | 2036 | 2037 | 2038 | 2039 | 2040 | 2041 | 2042
TAS | Black Coal | 0 | 0 | 0 | 0 | 0 | 0 | 0 | 0 | 0 | 0 | 0 | 0 | 0 | 0 | 0 | 0 | 0 | 0 | 0 | 0 | 0
TAS | Brown Coal | 0 | 0 | 0 | 0 | 0 | 0 | 0 | 0 | 0 | 0 | 0 | 0 | 0 | 0 | 0 | 0 | 0 | 0 | 0 | 0 | 0
TAS | CCGT | 0 | 0 | 0 | 0 | 0 | 0 | 0 | 0 | 0 | 0 | 0 | 0 | 0 | 0 | 0 | 0 | 0 | 0 | 0 | 0 | 0
TAS | Peaking Gas+Liquids | 0 | 0 | 0 | 0 | 0 | 0 | 0 | 0 | 0 | 0 | 0 | 0 | 0 | 0 | 0 | 0 | 2.0929 | 1.4217 | 0 | 0.27574 | 0
TAS | Hydro | 10048.3981 | 7809.3334 | 7864.0789 | 9348.059 | 8718.3024 | 10185.7577 | 5900.9415 | 9552.6055 | 8547.7837 | 6800.3621 | 9948.3639 | 7717.5244 | 7792.6786 | 9023.0838 | 8527.8382 | 9725.5981 | 5835.2453 | 9467.593 | 8427.4717 | 6785.6302 | 9374.5783
TAS | Dispatchable Storage | 1.1664 | 0.18737 | 0.98704 | 2.5902 | 1.9843 | 4.6275 | 7.1583 | 2.6063 | 9.259 | 18.2832 | 32.4917 | 36.7516 | 38.8653 | 37.0504 | 42.704 | 42.1094 | 53.2533 | 39.105 | 44.4237 | 57.9671 | 45.2541
TAS | Behind the Meter Storage | 5.7526 | 7.5109 | 9.5202 | 11.8066 | 13.3033 | 15.0936 | 17.0878 | 18.9505 | 21.1776 | 21.9758 | 21.6484 | 20.8614 | 19.7995 | 19.8189 | 20.1084 | 21.3139 | 22.6217 | 23.3087 | 24.2896 | 24.7124 | 24.6898
TAS | Wind | 2124.9865 | 2049.3447 | 1949.4864 | 2118.5752 | 2193.392 | 2186.2236 | 4359.3473 | 4355.8005 | 4286.3764 | 4940.6406 | 6065.4023 | 6813.5761 | 6479.6928 | 6917.8759 | 7031.7066 | 7137.6703 | 7213.8289 | 7397.9718 | 7265.1969 | 7035.8891 | 7350.4503
TAS | Solar | 0 | 0 | 0 | 0 | 0 | 0 | 0 | 0 | 0 | 0 | 0 | 0 | 0 | 0 | 0 | 0 | 0 | 0 | 0 | 0 | 0
TAS | Distributed PV | 265.6875 | 289.8859 | 309.7078 | 331.0831 | 344.1302 | 343.3244 | 342.9317 | 343.7071 | 343.9703 | 343.8603 | 344.3679 | 347.5609 | 354.3565 | 370.5988 | 402.1756 | 428.2979 | 439.7903 | 450.0313 | 457.844 | 470.5774 | 488.3218
Total excluding storage |  | 12439.0721 | 10148.5639 | 10123.273 | 11797.7172 | 11255.8246 | 12715.3057 | 10603.2205 | 14252.1131 | 13178.1303 | 12084.8629 | 16358.1342 | 14878.6614 | 14626.7279 | 16311.5584 | 15961.7204 | 17291.5663 | 13490.9574 | 17317.0178 | 16150.5127 | 14292.3724 | 17213.3505
TAS | DSP | 0 | 0 | 0 | 0 | 0 | 0 | 0 | 0 | 0 | 0 | 0 | 0 | 0 | 0 | 0 | 0 | 0 | 0 | 0 | 0 | 0
Total including DSP |  | 12439.0721 | 10148.5639 | 10123.273 | 11797.7172 | 11255.8246 | 12715.3057 | 10603.2205 | 14252.1131 | 13178.1303 | 12084.8629 | 16358.1342 | 14878.6614 | 14626.7279 | 16311.5584 | 15961.7204 | 17291.5663 | 13490.9574 | 17317.0178 | 16150.5127 | 14292.3724 | 17213.3505
Pump Load (GWh) - Fast Change (DP8)
Region | Technology | 2022 | 2023 | 2024 | 2025 | 2026 | 2027 | 2028 | 2029 | 2030 | 2031 | 2032 | 2033 | 2034 | 2035 | 2036 | 2037 | 2038 | 2039 | 2040 | 2041 | 2042
NEM | Dispatchable Storage Load | -312.6391 | -526.2076 | -443.5565 | -1127.9607 | -2617.0935 | -3746.0687 | -7745.5012 | -5584.3466 | -5906.4017 | -9224.0756 | -11103.7758 | -11592.7729 | -12032.4358 | -12945.5072 | -17796.4284 | -18669.6557 | -21250.4918 | -21162.154 | -21283.4388 | -24320.3249 | -25970.2124
NEM | Behind the Meter Storage Load | -331.5075 | -420.4628 | -535.2135 | -637.8903 | -716.0229 | -807.2298 | -895.6011 | -982.6564 | -1070.8878 | -1119.3454 | -1130.7209 | -1115.6663 | -1089.0954 | -1087.5863 | -1114.4777 | -1180.4461 | -1244.6228 | -1301.6453 | -1357.0741 | -1407.5154 | -1438.5165
Total |  | -644.1466 | -946.6704 | -978.7699 | -1765.851 | -3333.1164 | -4553.2985 | -8641.1023 | -6567.003 | -6977.2894 | -10343.421 | -12234.4967 | -12708.4392 | -13121.5312 | -14033.0934 | -18910.9061 | -19850.1019 | -22495.1146 | -22463.7993 | -22640.513 | -25727.8403 | -27408.7289
Region | Technology | 2022 | 2023 | 2024 | 2025 | 2026 | 2027 | 2028 | 2029 | 2030 | 2031 | 2032 | 2033 | 2034 | 2035 | 2036 | 2037 | 2038 | 2039 | 2040 | 2041 | 2042
NSW | Dispatchable Storage Load | -66.9134 | -221.7077 | -151.1536 | -752.764 | -2148.3045 | -3095.4014 | -6630.2422 | -4466.6291 | -4574.3121 | -7340.4357 | -9044.3866 | -9435.8001 | -9346.0616 | -9138.8147 | -12298.4478 | -12647.371 | -12381.682 | -11952.8934 | -11532.4925 | -13742.8099 | -14548.5239
NSW | Behind the Meter Storage Load | -113.9685 | -154.1003 | -207.3295 | -256.3606 | -296.3645 | -336.8092 | -370.5557 | -402.3712 | -435.5416 | -454.2613 | -460.2763 | -451.0752 | -439.6668 | -435.7067 | -445.9449 | -470.1489 | -490.7611 | -511.4729 | -531.9131 | -548.2336 | -559.8048
Total |  | -180.8819 | -375.808 | -358.4831 | -1009.1246 | -2444.669 | -3432.2106 | -7000.7979 | -4869.0003 | -5009.8537 | -7794.697 | -9504.6629 | -9886.8753 | -9785.7284 | -9574.5214 | -12744.3927 | -13117.5199 | -12872.443 | -12464.3663 | -12064.4056 | -14291.0435 | -15108.3286
Region | Technology | 2022 | 2023 | 2024 | 2025 | 2026 | 2027 | 2028 | 2029 | 2030 | 2031 | 2032 | 2033 | 2034 | 2035 | 2036 | 2037 | 2038 | 2039 | 2040 | 2041 | 2042
QLD | Dispatchable Storage Load | -45.0846 | -108.2027 | -100.7786 | -193.6 | -236.7808 | -343.4503 | -728.3442 | -624.3878 | -697.4093 | -1127.9029 | -1180.8107 | -1214.5035 | -1723.7279 | -2756.0494 | -4197.4639 | -4264.9236 | -6306.6139 | -6616.8769 | -7070.7627 | -7908.5506 | -8133.7341
QLD | Behind the Meter Storage Load | -63.7869 | -86.8794 | -118.0223 | -147.7811 | -173.0511 | -200.7582 | -224.9824 | -245.8697 | -263.976 | -275.359 | -273.6425 | -271.0239 | -268.7096 | -269.8585 | -277.4623 | -292.5248 | -305.5446 | -320.5534 | -332.7986 | -351.1237 | -362.4715
Total |  | -108.8714 | -195.0821 | -218.801 | -341.3811 | -409.8319 | -544.2085 | -953.3266 | -870.2575 | -961.3854 | -1403.2618 | -1454.4533 | -1485.5274 | -1992.4375 | -3025.9079 | -4474.9262 | -4557.4483 | -6612.1586 | -6937.4303 | -7403.5613 | -8259.6743 | -8496.2055
Region | Technology | 2022 | 2023 | 2024 | 2025 | 2026 | 2027 | 2028 | 2029 | 2030 | 2031 | 2032 | 2033 | 2034 | 2035 | 2036 | 2037 | 2038 | 2039 | 2040 | 2041 | 2042
VIC | Dispatchable Storage Load | -70.1354 | -69.3481 | -71.1514 | -84.2083 | -115.5652 | -165.9994 | -222.6439 | -302.8066 | -404.9587 | -496.574 | -581.941 | -630.5673 | -630.9739 | -707.6858 | -808.8632 | -888.3776 | -897.9601 | -955.1502 | -1013.4072 | -989.6901 | -1100.0494
VIC | Behind the Meter Storage Load | -52.771 | -71.4143 | -94.8929 | -119.2313 | -137.1376 | -157.6029 | -180.5779 | -205.1857 | -232.6505 | -251.9528 | -263.0052 | -265.6661 | -258.8617 | -260.805 | -268.2868 | -288.0723 | -310.2869 | -327.1823 | -343.7077 | -356.5345 | -363.3527
Total |  | -122.9064 | -140.7624 | -166.0443 | -203.4395 | -252.7028 | -323.6023 | -403.2217 | -507.9923 | -637.6092 | -748.5269 | -844.9462 | -896.2334 | -889.8356 | -968.4908 | -1077.15 | -1176.45 | -1208.247 | -1282.3325 | -1357.115 | -1346.2246 | -1463.4021
Region | Technology | 2022 | 2023 | 2024 | 2025 | 2026 | 2027 | 2028 | 2029 | 2030 | 2031 | 2032 | 2033 | 2034 | 2035 | 2036 | 2037 | 2038 | 2039 | 2040 | 2041 | 2042
SA | Dispatchable Storage Load | -129.1212 | -126.7272 | -119.3253 | -94.3407 | -114.1085 | -135.7395 | -155.8819 | -187.4568 | -218.7354 | -237.744 | -258.4123 | -268.5366 | -286.0836 | -299.371 | -441.4182 | -819.2612 | -1601.7742 | -1591.2307 | -1614.3017 | -1611.2987 | -2134.6693
SA | Behind the Meter Storage Load | -94.223 | -99.2427 | -103.7932 | -100.6447 | -93.8445 | -94.333 | -99.4045 | -106.9606 | -113.8377 | -111.955 | -108.3608 | -103.384 | -98.6082 | -97.9255 | -99.1613 | -104.6627 | -111.4432 | -115.0427 | -120.1124 | -122.5878 | -123.8748
Total |  | -223.3442 | -225.9699 | -223.1185 | -194.9854 | -207.9531 | -230.0724 | -255.2863 | -294.4174 | -332.5731 | -349.699 | -366.7731 | -371.9206 | -384.6918 | -397.2965 | -540.5796 | -923.924 | -1713.2174 | -1706.2734 | -1734.4141 | -1733.8865 | -2258.5442
Region | Technology | 2022 | 2023 | 2024 | 2025 | 2026 | 2027 | 2028 | 2029 | 2030 | 2031 | 2032 | 2033 | 2034 | 2035 | 2036 | 2037 | 2038 | 2039 | 2040 | 2041 | 2042
TAS | Dispatchable Storage Load | -1.3845 | -0.22191 | -1.1476 | -3.0477 | -2.3345 | -5.4781 | -8.3891 | -3.0662 | -10.9861 | -21.419 | -38.2251 | -43.3655 | -45.5888 | -43.5863 | -50.2353 | -49.7223 | -62.4615 | -46.0029 | -52.4748 | -67.9756 | -53.2357
TAS | Behind the Meter Storage Load | -6.7581 | -8.8261 | -11.1755 | -13.8726 | -15.6251 | -17.7266 | -20.0806 | -22.2692 | -24.882 | -25.8173 | -25.4362 | -24.5172 | -23.2491 | -23.2905 | -23.6224 | -25.0374 | -26.5871 | -27.394 | -28.5422 | -29.0359 | -29.0127
Total |  | -8.1426 | -9.0481 | -12.3231 | -16.9203 | -17.9596 | -23.2047 | -28.4698 | -25.3355 | -35.8681 | -47.2363 | -63.6613 | -67.8827 | -68.8379 | -66.8768 | -73.8577 | -74.7597 | -89.0486 | -73.3968 | -81.017 | -97.0114 | -82.2484

## StorageCapacity_1
Installed capacity of Storage (MW) - Fast Change (Counterfactual)
Capacity calculated on 1 July. Years are financial year ending. Existing and new storages are grouped according to depth. For storage depth classifications, please refer to the 2020 ISP report.
Region | Technology | 2022 | 2023 | 2024 | 2025 | 2026 | 2027 | 2028 | 2029 | 2030 | 2031 | 2032 | 2033 | 2034 | 2035 | 2036 | 2037 | 2038 | 2039 | 2040 | 2041 | 2042
NEM | Shallow Storage | 552.6772 | 578.8796 | 607.7073 | 639.414 | 754.0232 | 963.2955 | 1244.5842 | 1607.3425 | 2067.0522 | 2425.0016 | 3100.0868 | 3359.6123 | 3537.2765 | 3753.8184 | 4087.1161 | 4381.7629 | 4648.4349 | 4917.8113 | 5300.7574 | 5453.6523 | 5605.2369
NEM | Medium Storage | 810 | 830 | 830 | 830 | 1022.4277 | 1253.8224 | 2156.8252 | 2851.7827 | 2911.6582 | 3234.6254 | 3489.8591 | 3539.8059 | 3944.4294 | 3964.5203 | 4431.1139 | 5073.1731 | 5477.3071 | 5477.3071 | 5477.3071 | 5477.3071 | 5501.4197
NEM | Deep Storage | 0 | 0 | 0 | 2040 | 2040 | 2040 | 2040 | 2040 | 2040 | 2040 | 2095.3496 | 2095.3496 | 2120.2104 | 2120.2104 | 2768.2955 | 2768.2955 | 3119.0484 | 3214.8056 | 3264.8607 | 3264.8607 | 3264.8607
NEM | Behind the Meter Storage | 394.0158 | 502.3282 | 645.4006 | 845.2153 | 1006.4745 | 1122.1592 | 1242.6668 | 1362.5452 | 1487.7265 | 1484.0132 | 1467.8617 | 1403.4351 | 1352.4704 | 1340.275 | 1377.8226 | 1418.0857 | 1461.0908 | 1531.8096 | 1610.9029 | 1636.8825 | 1661.0009
Total Storage Capacity |  | 1756.6929 | 1911.2078 | 2083.1079 | 4354.6293 | 4822.9255 | 5379.2772 | 6684.0762 | 7861.6704 | 8506.4369 | 9183.6401 | 10153.1571 | 10398.2029 | 10954.3866 | 11178.8241 | 12664.3481 | 13641.3171 | 14705.8813 | 15141.7336 | 15653.8281 | 15832.7026 | 16032.5183
Region | Technology | 2022 | 2023 | 2024 | 2025 | 2026 | 2027 | 2028 | 2029 | 2030 | 2031 | 2032 | 2033 | 2034 | 2035 | 2036 | 2037 | 2038 | 2039 | 2040 | 2041 | 2042
NSW | Shallow Storage | 94.493 | 110.2299 | 126.634 | 144.1493 | 193.9091 | 282.727 | 399.1409 | 542.1366 | 727.4495 | 878.9833 | 1025.9606 | 1122.2629 | 1214.6992 | 1309.2938 | 1433.453 | 1544.1126 | 1642.1532 | 1741.4686 | 1851.0728 | 1904.9882 | 1957.8368
NSW | Medium Storage | 240 | 240 | 240 | 240 | 240 | 312.0959 | 312.0959 | 312.0959 | 312.0959 | 312.0959 | 312.0959 | 312.0959 | 404.402 | 424.4929 | 424.4929 | 485.7669 | 485.7669 | 485.7669 | 485.7669 | 485.7669 | 485.7669
NSW | Deep Storage | 0 | 0 | 0 | 2040 | 2040 | 2040 | 2040 | 2040 | 2040 | 2040 | 2040 | 2040 | 2040 | 2040 | 2040 | 2040 | 2040 | 2040 | 2040 | 2040 | 2040
NSW | Behind the Meter Storage | 141.7395 | 191.677 | 257.2484 | 348.6901 | 420.5922 | 471.2117 | 519.597 | 560.7392 | 609.0119 | 608.0252 | 599.9454 | 568.6618 | 547.1835 | 537.642 | 549.0496 | 562.6329 | 578.2557 | 603.7149 | 631.6811 | 639.84 | 647.1508
Total Storage Capacity |  | 476.2326 | 541.9068 | 623.8824 | 2772.8394 | 2894.5013 | 3106.0346 | 3270.8337 | 3454.9717 | 3688.5573 | 3839.1044 | 3978.0018 | 4043.0205 | 4206.2847 | 4311.4287 | 4446.9955 | 4632.5125 | 4746.1759 | 4870.9504 | 5008.5208 | 5070.5952 | 5130.7545
Region | Technology | 2022 | 2023 | 2024 | 2025 | 2026 | 2027 | 2028 | 2029 | 2030 | 2031 | 2032 | 2033 | 2034 | 2035 | 2036 | 2037 | 2038 | 2039 | 2040 | 2041 | 2042
QLD | Shallow Storage | 48.4171 | 56.932 | 65.9994 | 76.0394 | 104.3782 | 155.3893 | 222.9868 | 302.8236 | 410.1518 | 482.8777 | 555.9596 | 627.456 | 683.5517 | 749.0736 | 822.3796 | 885.1746 | 952.6201 | 1019.3023 | 1178.8453 | 1222.3898 | 1266.4552
QLD | Medium Storage | 570 | 590 | 590 | 590 | 590 | 590 | 590 | 1076.3255 | 1076.3255 | 1157.161 | 1157.161 | 1207.1078 | 1519.4252 | 1519.4252 | 1519.4252 | 1843.9242 | 2043.8603 | 2043.8603 | 2043.8603 | 2043.8603 | 2043.8603
QLD | Deep Storage | 0 | 0 | 0 | 0 | 0 | 0 | 0 | 0 | 0 | 0 | 0 | 0 | 24.8607 | 24.8607 | 24.8607 | 24.8607 | 24.8607 | 24.8607 | 24.8607 | 24.8607 | 24.8607
QLD | Behind the Meter Storage | 72.6257 | 98.9982 | 134.0733 | 183.9355 | 226.398 | 258.9822 | 290.2816 | 313.2146 | 343.3741 | 334.0244 | 325.1055 | 317.9382 | 307.9184 | 307.596 | 314.9927 | 322.5337 | 332.1875 | 350.151 | 371.4778 | 380.252 | 388.7807
Total Storage Capacity |  | 691.0428 | 745.9302 | 790.0727 | 849.9749 | 920.7762 | 1004.3715 | 1103.2684 | 1692.3637 | 1829.8514 | 1974.0631 | 2038.2261 | 2152.5019 | 2535.756 | 2600.9555 | 2681.6582 | 3076.4933 | 3353.5287 | 3438.1744 | 3619.0441 | 3671.3627 | 3723.9569
Region | Technology | 2022 | 2023 | 2024 | 2025 | 2026 | 2027 | 2028 | 2029 | 2030 | 2031 | 2032 | 2033 | 2034 | 2035 | 2036 | 2037 | 2038 | 2039 | 2040 | 2041 | 2042
VIC | Shallow Storage | 122.1407 | 129.3825 | 137.8738 | 147.2036 | 173.5665 | 220.0078 | 285.243 | 377.3517 | 497.2651 | 606.8045 | 718.4758 | 790.7316 | 797.0453 | 851.3055 | 950.8668 | 1040.2784 | 1117.7492 | 1197.0387 | 1284.1606 | 1328.4834 | 1372.2472
VIC | Medium Storage | 0 | 0 | 0 | 0 | 192.4277 | 351.7265 | 1254.7293 | 1463.3613 | 1523.2368 | 1765.3685 | 2020.6022 | 2020.6022 | 2020.6022 | 2020.6022 | 2020.6022 | 2020.6022 | 2020.6022 | 2020.6022 | 2020.6022 | 2020.6022 | 2044.7148
VIC | Deep Storage | 0 | 0 | 0 | 0 | 0 | 0 | 0 | 0 | 0 | 0 | 55.3496 | 55.3496 | 55.3496 | 55.3496 | 703.4347 | 703.4347 | 1054.1877 | 1149.9449 | 1200 | 1200 | 1200
VIC | Behind the Meter Storage | 70.7111 | 94.5649 | 127.7239 | 174.6569 | 213.7925 | 241.6796 | 273.6919 | 312.7265 | 353.5152 | 367.8688 | 376.2818 | 362.6683 | 350.0343 | 349.576 | 364.2066 | 379.0494 | 393.596 | 414.9774 | 438.2215 | 446.2058 | 453.5878
Total Storage Capacity |  | 192.8518 | 223.9474 | 265.5977 | 321.8605 | 579.7868 | 813.4139 | 1813.6642 | 2153.4395 | 2374.0171 | 2740.0418 | 3170.7094 | 3229.3517 | 3223.0314 | 3276.8333 | 4039.1103 | 4143.3647 | 4586.1351 | 4782.5632 | 4942.9843 | 4995.2914 | 5070.5498
Region | Technology | 2022 | 2023 | 2024 | 2025 | 2026 | 2027 | 2028 | 2029 | 2030 | 2031 | 2032 | 2033 | 2034 | 2035 | 2036 | 2037 | 2038 | 2039 | 2040 | 2041 | 2042
SA | Shallow Storage | 282.1195 | 276.2367 | 270.4045 | 264.3033 | 271.972 | 290.3922 | 316.2512 | 355.6346 | 392.5397 | 408.8476 | 745.4119 | 760.8455 | 778.9669 | 775.8323 | 805.0805 | 830.8713 | 849.9834 | 869.5357 | 891.521 | 900.8952 | 910.1463
SA | Medium Storage | 0 | 0 | 0 | 0 | 0 | 0 | 0 | 0 | 0 | 0 | 0 | 0 | 0 | 0 | 466.5936 | 722.8798 | 927.0777 | 927.0777 | 927.0777 | 927.0777 | 927.0777
SA | Deep Storage | 0 | 0 | 0 | 0 | 0 | 0 | 0 | 0 | 0 | 0 | 0 | 0 | 0 | 0 | 0 | 0 | 0 | 0 | 0 | 0 | 0
SA | Behind the Meter Storage | 100.6792 | 106.4835 | 112.5505 | 119.2623 | 123.5733 | 125.6537 | 131.8076 | 145.4603 | 148.6341 | 141.2453 | 134.7886 | 124.6173 | 118.9487 | 117.4092 | 120.718 | 124.2366 | 126.7932 | 131.6044 | 137.0499 | 138.0397 | 138.9061
Total Storage Capacity |  | 382.7987 | 382.7202 | 382.9551 | 383.5656 | 395.5453 | 416.0459 | 448.0588 | 501.0948 | 541.1738 | 550.0929 | 880.2006 | 885.4628 | 897.9155 | 893.2415 | 1392.3921 | 1677.9878 | 1903.8543 | 1928.2178 | 1955.6485 | 1966.0127 | 1976.1301
Region | Technology | 2022 | 2023 | 2024 | 2025 | 2026 | 2027 | 2028 | 2029 | 2030 | 2031 | 2032 | 2033 | 2034 | 2035 | 2036 | 2037 | 2038 | 2039 | 2040 | 2041 | 2042
TAS | Shallow Storage | 5.5069 | 6.0985 | 6.7955 | 7.7184 | 10.1974 | 14.7792 | 20.9624 | 29.396 | 39.6461 | 47.4884 | 54.2789 | 58.3165 | 63.0134 | 68.3132 | 75.3362 | 81.3259 | 85.9289 | 90.4659 | 95.1576 | 96.8957 | 98.5514
TAS | Medium Storage | 0 | 0 | 0 | 0 | 0 | 0 | 0 | 0 | 0 | 0 | 0 | 0 | 0 | 0 | 0 | 0 | 0 | 0 | 0 | 0 | 0
TAS | Deep Storage | 0 | 0 | 0 | 0 | 0 | 0 | 0 | 0 | 0 | 0 | 0 | 0 | 0 | 0 | 0 | 0 | 0 | 0 | 0 | 0 | 0
TAS | Behind the Meter Storage | 8.2603 | 10.6046 | 13.8046 | 18.6705 | 22.1184 | 24.632 | 27.2886 | 30.4047 | 33.1912 | 32.8495 | 31.7404 | 29.5495 | 28.3855 | 28.0518 | 28.8557 | 29.633 | 30.2584 | 31.3618 | 32.4727 | 32.5449 | 32.5756
Total Storage Capacity |  | 13.7671 | 16.7032 | 20.6001 | 26.3889 | 32.3159 | 39.4112 | 48.251 | 59.8007 | 72.8373 | 80.3379 | 86.0193 | 87.866 | 91.399 | 96.365 | 104.192 | 110.9589 | 116.1873 | 121.8278 | 127.6303 | 129.4406 | 131.1269

## StorageCapacity_2
Installed capacity of Storage (MW) - Fast Change (DP8)
Capacity calculated on 1 July. Years are financial year ending. Existing and new storages are grouped according to depth. For storage depth classifications, please refer to the 2020 ISP report.
Region | Technology | 2022 | 2023 | 2024 | 2025 | 2026 | 2027 | 2028 | 2029 | 2030 | 2031 | 2032 | 2033 | 2034 | 2035 | 2036 | 2037 | 2038 | 2039 | 2040 | 2041 | 2042
NEM | Shallow Storage | 552.6772 | 578.8796 | 607.7073 | 639.414 | 754.0232 | 963.2955 | 1244.5842 | 1607.3425 | 2067.0522 | 2405.3433 | 2770.1755 | 3029.7011 | 3207.3652 | 3423.9071 | 3786.4965 | 4635.6042 | 4893.0152 | 5679.7141 | 5981.6512 | 6134.5461 | 7168.9092
NEM | Medium Storage | 810 | 830 | 830 | 830 | 830 | 830 | 830 | 830 | 830 | 830 | 2402.6033 | 2402.6033 | 2574.5477 | 3144.8602 | 4200.0507 | 4200.0507 | 4846.8577 | 4846.8577 | 4846.8577 | 5701.3553 | 5701.3553
NEM | Deep Storage | 0 | 0 | 0 | 2040 | 2040 | 2040 | 2040 | 2040 | 2040 | 2040 | 2040 | 2040 | 2040 | 2040 | 2314.3539 | 2321.6581 | 2898.2542 | 3115.3906 | 3115.3906 | 3115.3906 | 3115.3906
NEM | Behind the Meter Storage | 394.0158 | 502.3282 | 645.4006 | 845.2153 | 1006.4745 | 1122.1592 | 1242.6668 | 1362.5452 | 1487.7265 | 1484.0132 | 1467.8617 | 1403.4351 | 1352.4704 | 1340.275 | 1377.8226 | 1418.0857 | 1461.0908 | 1531.8096 | 1610.9029 | 1636.8825 | 1661.0009
Total Storage Capacity |  | 1756.6929 | 1911.2078 | 2083.1079 | 4354.6293 | 4630.4978 | 4955.4548 | 5357.251 | 5839.8878 | 6424.7787 | 6759.3565 | 8680.6405 | 8875.7395 | 9174.3833 | 9949.0422 | 11678.7237 | 12575.3986 | 14099.2179 | 15173.772 | 15554.8024 | 16588.1744 | 17646.6559
Region | Technology | 2022 | 2023 | 2024 | 2025 | 2026 | 2027 | 2028 | 2029 | 2030 | 2031 | 2032 | 2033 | 2034 | 2035 | 2036 | 2037 | 2038 | 2039 | 2040 | 2041 | 2042
NSW | Shallow Storage | 94.493 | 110.2299 | 126.634 | 144.1493 | 193.9091 | 282.727 | 399.1409 | 542.1366 | 727.4495 | 878.9833 | 1025.9606 | 1122.2629 | 1214.6992 | 1309.2938 | 1433.453 | 1544.1126 | 1642.1532 | 1741.4686 | 1851.0728 | 1904.9882 | 1957.8368
NSW | Medium Storage | 240 | 240 | 240 | 240 | 240 | 240 | 240 | 240 | 240 | 240 | 1812.6033 | 1812.6033 | 1812.6033 | 1812.6033 | 2638.9942 | 2638.9942 | 2638.9942 | 2638.9942 | 2638.9942 | 3213.2238 | 3213.2238
NSW | Deep Storage | 0 | 0 | 0 | 2040 | 2040 | 2040 | 2040 | 2040 | 2040 | 2040 | 2040 | 2040 | 2040 | 2040 | 2040 | 2040 | 2040 | 2040 | 2040 | 2040 | 2040
NSW | Behind the Meter Storage | 141.7395 | 191.677 | 257.2484 | 348.6901 | 420.5922 | 471.2117 | 519.597 | 560.7392 | 609.0119 | 608.0252 | 599.9454 | 568.6618 | 547.1835 | 537.642 | 549.0496 | 562.6329 | 578.2557 | 603.7149 | 631.6811 | 639.84 | 647.1508
Total Storage Capacity |  | 476.2326 | 541.9068 | 623.8824 | 2772.8394 | 2894.5013 | 3033.9387 | 3198.7378 | 3382.8758 | 3616.4614 | 3767.0085 | 5478.5093 | 5543.5279 | 5614.486 | 5699.5391 | 6661.4968 | 6785.7397 | 6899.4032 | 7024.1777 | 7161.7481 | 7798.052 | 7858.2113
Region | Technology | 2022 | 2023 | 2024 | 2025 | 2026 | 2027 | 2028 | 2029 | 2030 | 2031 | 2032 | 2033 | 2034 | 2035 | 2036 | 2037 | 2038 | 2039 | 2040 | 2041 | 2042
QLD | Shallow Storage | 48.4171 | 56.932 | 65.9994 | 76.0394 | 104.3782 | 155.3893 | 222.9868 | 302.8236 | 410.1518 | 482.8777 | 555.9596 | 627.456 | 683.5517 | 749.0736 | 822.3796 | 885.1746 | 943.3591 | 1527.3638 | 1605.8979 | 1649.4423 | 1693.5077
QLD | Medium Storage | 570 | 590 | 590 | 590 | 590 | 590 | 590 | 590 | 590 | 590 | 590 | 590 | 761.9444 | 1332.2568 | 1486.1628 | 1486.1628 | 1486.1628 | 1486.1628 | 1486.1628 | 1766.4308 | 1766.4308
QLD | Deep Storage | 0 | 0 | 0 | 0 | 0 | 0 | 0 | 0 | 0 | 0 | 0 | 0 | 0 | 0 | 274.3539 | 281.6581 | 858.2542 | 1075.3906 | 1075.3906 | 1075.3906 | 1075.3906
QLD | Behind the Meter Storage | 72.6257 | 98.9982 | 134.0733 | 183.9355 | 226.398 | 258.9822 | 290.2816 | 313.2146 | 343.3741 | 334.0244 | 325.1055 | 317.9382 | 307.9184 | 307.596 | 314.9927 | 322.5337 | 332.1875 | 350.151 | 371.4778 | 380.252 | 388.7807
Total Storage Capacity |  | 691.0428 | 745.9302 | 790.0727 | 849.9749 | 920.7762 | 1004.3715 | 1103.2684 | 1206.0382 | 1343.5259 | 1406.9021 | 1471.0651 | 1535.3941 | 1753.4145 | 2388.9264 | 2897.889 | 2975.5293 | 3619.9637 | 4439.0683 | 4538.929 | 4871.5157 | 4924.1099
Region | Technology | 2022 | 2023 | 2024 | 2025 | 2026 | 2027 | 2028 | 2029 | 2030 | 2031 | 2032 | 2033 | 2034 | 2035 | 2036 | 2037 | 2038 | 2039 | 2040 | 2041 | 2042
VIC | Shallow Storage | 122.1407 | 129.3825 | 137.8738 | 147.2036 | 173.5665 | 220.0078 | 285.243 | 377.3517 | 497.2651 | 606.8045 | 718.4758 | 790.7316 | 797.0453 | 851.3055 | 950.8668 | 1040.2784 | 1117.7492 | 1197.0387 | 1284.1606 | 1328.4834 | 1372.2472
VIC | Medium Storage | 0 | 0 | 0 | 0 | 0 | 0 | 0 | 0 | 0 | 0 | 0 | 0 | 0 | 0 | 0 | 0 | 0 | 0 | 0 | 0 | 0
VIC | Deep Storage | 0 | 0 | 0 | 0 | 0 | 0 | 0 | 0 | 0 | 0 | 0 | 0 | 0 | 0 | 0 | 0 | 0 | 0 | 0 | 0 | 0
VIC | Behind the Meter Storage | 70.7111 | 94.5649 | 127.7239 | 174.6569 | 213.7925 | 241.6796 | 273.6919 | 312.7265 | 353.5152 | 367.8688 | 376.2818 | 362.6683 | 350.0343 | 349.576 | 364.2066 | 379.0494 | 393.596 | 414.9774 | 438.2215 | 446.2058 | 453.5878
Total Storage Capacity |  | 192.8518 | 223.9474 | 265.5977 | 321.8605 | 387.3591 | 461.6874 | 558.9349 | 690.0782 | 850.7802 | 974.6733 | 1094.7576 | 1153.3999 | 1147.0796 | 1200.8815 | 1315.0734 | 1419.3278 | 1511.3452 | 1612.0162 | 1722.3821 | 1774.6892 | 1825.835
Region | Technology | 2022 | 2023 | 2024 | 2025 | 2026 | 2027 | 2028 | 2029 | 2030 | 2031 | 2032 | 2033 | 2034 | 2035 | 2036 | 2037 | 2038 | 2039 | 2040 | 2041 | 2042
SA | Shallow Storage | 282.1195 | 276.2367 | 270.4045 | 264.3033 | 271.972 | 290.3922 | 316.2512 | 355.6346 | 392.5397 | 389.1893 | 415.5007 | 430.9342 | 449.0556 | 445.921 | 504.4609 | 1084.7126 | 1103.8247 | 1123.377 | 1145.3623 | 1154.7365 | 2046.7661
SA | Medium Storage | 0 | 0 | 0 | 0 | 0 | 0 | 0 | 0 | 0 | 0 | 0 | 0 | 0 | 0 | 74.8937 | 74.8937 | 721.7007 | 721.7007 | 721.7007 | 721.7007 | 721.7007
SA | Deep Storage | 0 | 0 | 0 | 0 | 0 | 0 | 0 | 0 | 0 | 0 | 0 | 0 | 0 | 0 | 0 | 0 | 0 | 0 | 0 | 0 | 0
SA | Behind the Meter Storage | 100.6792 | 106.4835 | 112.5505 | 119.2623 | 123.5733 | 125.6537 | 131.8076 | 145.4603 | 148.6341 | 141.2453 | 134.7886 | 124.6173 | 118.9487 | 117.4092 | 120.718 | 124.2366 | 126.7932 | 131.6044 | 137.0499 | 138.0397 | 138.9061
Total Storage Capacity |  | 382.7987 | 382.7202 | 382.9551 | 383.5656 | 395.5453 | 416.0459 | 448.0588 | 501.0948 | 541.1738 | 530.4346 | 550.2893 | 555.5515 | 568.0043 | 563.3302 | 700.0725 | 1283.843 | 1952.3186 | 1976.6821 | 2004.1128 | 2014.4769 | 2907.3728
Region | Technology | 2022 | 2023 | 2024 | 2025 | 2026 | 2027 | 2028 | 2029 | 2030 | 2031 | 2032 | 2033 | 2034 | 2035 | 2036 | 2037 | 2038 | 2039 | 2040 | 2041 | 2042
TAS | Shallow Storage | 5.5069 | 6.0985 | 6.7955 | 7.7184 | 10.1974 | 14.7792 | 20.9624 | 29.396 | 39.6461 | 47.4884 | 54.2789 | 58.3165 | 63.0134 | 68.3132 | 75.3362 | 81.3259 | 85.9289 | 90.4659 | 95.1576 | 96.8957 | 98.5514
TAS | Medium Storage | 0 | 0 | 0 | 0 | 0 | 0 | 0 | 0 | 0 | 0 | 0 | 0 | 0 | 0 | 0 | 0 | 0 | 0 | 0 | 0 | 0
TAS | Deep Storage | 0 | 0 | 0 | 0 | 0 | 0 | 0 | 0 | 0 | 0 | 0 | 0 | 0 | 0 | 0 | 0 | 0 | 0 | 0 | 0 | 0
TAS | Behind the Meter Storage | 8.2603 | 10.6046 | 13.8046 | 18.6705 | 22.1184 | 24.632 | 27.2886 | 30.4047 | 33.1912 | 32.8495 | 31.7404 | 29.5495 | 28.3855 | 28.0518 | 28.8557 | 29.633 | 30.2584 | 31.3618 | 32.4727 | 32.5449 | 32.5756
Total Storage Capacity |  | 13.7671 | 16.7032 | 20.6001 | 26.3889 | 32.3159 | 39.4112 | 48.251 | 59.8007 | 72.8373 | 80.3379 | 86.0193 | 87.866 | 91.399 | 96.365 | 104.192 | 110.9589 | 116.1873 | 121.8278 | 127.6303 | 129.4406 | 131.1269

## StorageGeneration_1
Generation by Storage (GWh) - Fast Change (Counterfactual)
Capacity calculated on 1 July. Years are financial year ending. Existing and new storages are group according to depth. For storage depth classifications, please refer to the 2020 ISP report.
Region | Technology | 2022 | 2023 | 2024 | 2025 | 2026 | 2027 | 2028 | 2029 | 2030 | 2031 | 2032 | 2033 | 2034 | 2035 | 2036 | 2037 | 2038 | 2039 | 2040 | 2041 | 2042
NEM | Shallow Storage | 245.7033 | 258.8422 | 269.1468 | 276.1574 | 395.327 | 564.5358 | 772.5431 | 1011.6079 | 1327.7117 | 1567.4645 | 1930.5851 | 1932.229 | 1958.3636 | 2125.5764 | 2284.001 | 2433.5127 | 2353.8758 | 2331.5134 | 2457.9176 | 2586.5657 | 2579.7749
NEM | Medium Storage | 9.4762 | 56.6405 | 272.1121 | 242.299 | 423.6239 | 821.1323 | 2607.2548 | 3440.0569 | 3678.5894 | 4364.6215 | 4779.69 | 4652.5826 | 4992.5159 | 5186.3078 | 4547.3044 | 5262.2296 | 5657.428 | 4907.3439 | 4936.7251 | 4719.0516 | 4506.82
NEM | Deep Storage | 0 | 0 | 0 | 138.2066 | 831.6217 | 1109.8088 | 3229.9767 | 2611.3696 | 2615.0599 | 1990.9478 | 2805.7545 | 1638.5594 | 1448.4644 | 1505.1783 | 2985.321 | 2806.3961 | 2944.0249 | 3368.9615 | 3077.7672 | 2853.7785 | 2591.5794
NEM | Behind the Meter Storage | 281.915 | 357.5927 | 455.3255 | 542.4078 | 608.9948 | 686.6335 | 761.6827 | 835.8408 | 910.5863 | 952.0312 | 961.5196 | 948.7652 | 926.426 | 924.7293 | 947.8343 | 1004.0217 | 1058.4106 | 1107.0167 | 1153.8278 | 1197.0289 | 1223.1965
Total Storage Generation |  | 537.0945 | 673.0754 | 996.5844 | 1199.0708 | 2259.5674 | 3182.1103 | 7371.4574 | 7898.8751 | 8531.9473 | 8875.0652 | 10477.5492 | 9172.1362 | 9325.7699 | 9741.7919 | 10764.4607 | 11506.1601 | 12013.7394 | 11714.8356 | 11626.2377 | 11356.4246 | 10901.3708
Region | Technology | 2022 | 2023 | 2024 | 2025 | 2026 | 2027 | 2028 | 2029 | 2030 | 2031 | 2032 | 2033 | 2034 | 2035 | 2036 | 2037 | 2038 | 2039 | 2040 | 2041 | 2042
NSW | Shallow Storage | 49.7926 | 61.247 | 59.6916 | 47.7085 | 121.9879 | 193.4034 | 291.1467 | 376.5369 | 513.1013 | 610.3338 | 709.0349 | 628.9129 | 624.0548 | 682.7263 | 725.5725 | 781.7873 | 680.1164 | 683.7914 | 608.9642 | 695.7859 | 665.5471
NSW | Medium Storage | 3.8097 | 14.9804 | 18.9889 | 36.8807 | 34.064 | 126.2386 | 113.4365 | 132.1463 | 112.3463 | 96.4936 | 127.3308 | 82.0605 | 123.1065 | 146.6959 | 186.7983 | 269.3258 | 213.889 | 199.8869 | 164.9009 | 149.9997 | 145.149
NSW | Deep Storage | 0 | 0 | 0 | 138.2066 | 831.6217 | 1109.8088 | 3229.9767 | 2611.3696 | 2615.0599 | 1990.9478 | 2673.7909 | 1519.2076 | 1275.9595 | 1325.4552 | 1739.6851 | 1583.1307 | 1100.5293 | 1387.9287 | 939.8442 | 805.6801 | 659.2553
NSW | Behind the Meter Storage | 96.9136 | 131.07 | 176.345 | 217.9609 | 252.0078 | 286.4193 | 315.1639 | 342.3435 | 370.3499 | 386.3954 | 391.3675 | 383.6109 | 373.9043 | 370.4085 | 379.1711 | 399.7751 | 417.3544 | 435.1115 | 452.2621 | 466.2881 | 475.9746
Total Storage Generation |  | 150.5159 | 207.2974 | 255.0256 | 440.7567 | 1239.6814 | 1715.8701 | 3949.7238 | 3462.3964 | 3610.8575 | 3084.1706 | 3901.524 | 2613.7918 | 2397.0253 | 2525.2859 | 3031.2271 | 3034.0189 | 2411.8892 | 2706.7185 | 2165.9713 | 2117.7538 | 1945.926
Region | Technology | 2022 | 2023 | 2024 | 2025 | 2026 | 2027 | 2028 | 2029 | 2030 | 2031 | 2032 | 2033 | 2034 | 2035 | 2036 | 2037 | 2038 | 2039 | 2040 | 2041 | 2042
QLD | Shallow Storage | 30.1687 | 36.215 | 46.1553 | 51.9137 | 73.1367 | 108.8988 | 157.0305 | 220.6022 | 296.5485 | 348.5134 | 396.9702 | 444.4787 | 482.6753 | 528.8847 | 561.3362 | 614.5291 | 646.8556 | 635.8136 | 747.5441 | 776.5734 | 816.7242
QLD | Medium Storage | 5.6665 | 41.6601 | 253.1232 | 205.4183 | 202.525 | 333.7074 | 486.1786 | 1234.5947 | 1418.9107 | 1693.2521 | 1736.6432 | 1827.6555 | 2462.2338 | 2435.1405 | 1672.3101 | 2114.276 | 2649.0113 | 2028.6602 | 2098.8414 | 2002.7812 | 1919.1182
QLD | Deep Storage | 0 | 0 | 0 | 0 | 0 | 0 | 0 | 0 | 0 | 0 | 0 | 0 | 67.3322 | 65.2144 | 39.9809 | 43.7941 | 54.3782 | 42.0748 | 39.9032 | 37.5347 | 34.6426
QLD | Behind the Meter Storage | 54.2304 | 73.8913 | 100.3758 | 125.6717 | 147.1503 | 170.768 | 191.3466 | 209.0999 | 224.4723 | 234.2239 | 232.6427 | 230.4985 | 228.5195 | 229.4712 | 235.9188 | 248.8039 | 259.8505 | 272.5977 | 282.9836 | 298.6519 | 308.1565
Total Storage Generation |  | 90.0655 | 151.7663 | 399.6543 | 383.0037 | 422.812 | 613.3742 | 834.5556 | 1664.2969 | 1939.9315 | 2275.9894 | 2366.2561 | 2502.6328 | 3240.7607 | 3258.7108 | 2509.5459 | 3021.4031 | 3610.0957 | 2979.1464 | 3169.2722 | 3115.5413 | 3078.6416
Region | Technology | 2022 | 2023 | 2024 | 2025 | 2026 | 2027 | 2028 | 2029 | 2030 | 2031 | 2032 | 2033 | 2034 | 2035 | 2036 | 2037 | 2038 | 2039 | 2040 | 2041 | 2042
VIC | Shallow Storage | 58.0398 | 56.9084 | 62.8546 | 74.3484 | 96.4569 | 139.1015 | 185.3458 | 250.4449 | 329.7202 | 394.3362 | 463.3508 | 481.1006 | 483.7362 | 534.4576 | 586.4768 | 631.4364 | 637.195 | 618.1199 | 700.3011 | 718.5097 | 705.9358
VIC | Medium Storage | 0 | 0 | 0 | 0 | 187.0348 | 361.1863 | 2007.6397 | 2073.3158 | 2147.3323 | 2574.8758 | 2915.7161 | 2742.8666 | 2407.1756 | 2604.4714 | 2266.893 | 2278.2184 | 2047.8981 | 1954.5522 | 1950.3469 | 1900.9959 | 1752.3316
VIC | Deep Storage | 0 | 0 | 0 | 0 | 0 | 0 | 0 | 0 | 0 | 0 | 131.9637 | 119.3518 | 105.1727 | 114.5088 | 1205.655 | 1179.4713 | 1789.1174 | 1938.958 | 2098.0198 | 2010.5636 | 1897.6815
VIC | Behind the Meter Storage | 44.8943 | 60.7278 | 80.7911 | 101.4063 | 116.7329 | 134.1477 | 153.5526 | 174.4362 | 197.7437 | 214.2303 | 223.7181 | 225.8846 | 220.3245 | 221.7803 | 228.317 | 245.1446 | 263.8214 | 278.1275 | 292.121 | 303.1326 | 309.0437
Total Storage Generation |  | 102.9341 | 117.6361 | 143.6457 | 175.7547 | 400.2246 | 634.4354 | 2346.5381 | 2498.1969 | 2674.7962 | 3183.4423 | 3734.7487 | 3569.2036 | 3216.409 | 3475.2181 | 4287.3419 | 4334.2707 | 4738.0319 | 4789.7577 | 5040.7887 | 4933.2018 | 4664.9927
Region | Technology | 2022 | 2023 | 2024 | 2025 | 2026 | 2027 | 2028 | 2029 | 2030 | 2031 | 2032 | 2033 | 2034 | 2035 | 2036 | 2037 | 2038 | 2039 | 2040 | 2041 | 2042
SA | Shallow Storage | 106.5358 | 104.2261 | 99.4692 | 99.5535 | 101.9785 | 119.6596 | 130.2671 | 158.416 | 179.7568 | 199.4547 | 348.0645 | 363.776 | 349.9753 | 365.6845 | 398.0184 | 391.1085 | 370.2961 | 378.3619 | 384.2175 | 376.1617 | 378.2324
SA | Medium Storage | 0 | 0 | 0 | 0 | 0 | 0 | 0 | 0 | 0 | 0 | 0 | 0 | 0 | 0 | 421.303 | 600.4094 | 746.6295 | 724.2445 | 722.6359 | 665.2749 | 690.2212
SA | Deep Storage | 0 | 0 | 0 | 0 | 0 | 0 | 0 | 0 | 0 | 0 | 0 | 0 | 0 | 0 | 0 | 0 | 0 | 0 | 0 | 0 | 0
SA | Behind the Meter Storage | 80.1241 | 84.3927 | 88.2934 | 85.5623 | 79.8006 | 80.2049 | 84.5319 | 91.0107 | 96.8429 | 95.2058 | 92.1429 | 87.9098 | 83.8782 | 83.2504 | 84.3189 | 88.9842 | 94.7625 | 97.8713 | 102.1716 | 104.2439 | 105.3318
Total Storage Generation |  | 186.6599 | 188.6189 | 187.7626 | 185.1158 | 181.7791 | 199.8645 | 214.799 | 249.4267 | 276.5996 | 294.6606 | 440.2074 | 451.6858 | 433.8535 | 448.935 | 903.6403 | 1080.5022 | 1211.6881 | 1200.4777 | 1209.025 | 1145.6804 | 1173.7855
Region | Technology | 2022 | 2023 | 2024 | 2025 | 2026 | 2027 | 2028 | 2029 | 2030 | 2031 | 2032 | 2033 | 2034 | 2035 | 2036 | 2037 | 2038 | 2039 | 2040 | 2041 | 2042
TAS | Shallow Storage | 1.1664 | 0.24576 | 0.97606 | 2.6334 | 1.767 | 3.4725 | 8.7531 | 5.6078 | 8.5848 | 14.8264 | 13.1645 | 13.9608 | 17.922 | 13.8232 | 12.5972 | 14.6513 | 19.4128 | 15.4266 | 16.8908 | 19.535 | 13.3353
TAS | Medium Storage | 0 | 0 | 0 | 0 | 0 | 0 | 0 | 0 | 0 | 0 | 0 | 0 | 0 | 0 | 0 | 0 | 0 | 0 | 0 | 0 | 0
TAS | Deep Storage | 0 | 0 | 0 | 0 | 0 | 0 | 0 | 0 | 0 | 0 | 0 | 0 | 0 | 0 | 0 | 0 | 0 | 0 | 0 | 0 | 0
TAS | Behind the Meter Storage | 5.7526 | 7.5109 | 9.5202 | 11.8066 | 13.3033 | 15.0936 | 17.0878 | 18.9505 | 21.1776 | 21.9758 | 21.6484 | 20.8614 | 19.7995 | 19.8189 | 20.1084 | 21.3139 | 22.6217 | 23.3087 | 24.2896 | 24.7124 | 24.6898
Total Storage Generation |  | 6.919 | 7.7566 | 10.4962 | 14.44 | 15.0703 | 18.5661 | 25.8409 | 24.5583 | 29.7624 | 36.8022 | 34.8129 | 34.8222 | 37.7215 | 33.6422 | 32.7055 | 35.9652 | 42.0345 | 38.7353 | 41.1804 | 44.2474 | 38.0252

## StorageGeneration_2
Generation by Storage (GWh) - Fast Change (DP8)
Capacity calculated on 1 July. Years are financial year ending. Existing and new storages are group according to depth. For storage depth classifications, please refer to the 2020 ISP report.
Region | Technology | 2022 | 2023 | 2024 | 2025 | 2026 | 2027 | 2028 | 2029 | 2030 | 2031 | 2032 | 2033 | 2034 | 2035 | 2036 | 2037 | 2038 | 2039 | 2040 | 2041 | 2042
NEM | Shallow Storage | 248.8609 | 263.9593 | 231.0901 | 281.2061 | 392.627 | 563.1313 | 771.9676 | 1025.0066 | 1359.9988 | 1622.2458 | 1849.4541 | 2034.2581 | 2163.3106 | 2317.0429 | 2617.0531 | 3108.2722 | 3212.7556 | 3601.1023 | 3804.7903 | 3876.644 | 4475.757
NEM | Medium Storage | 9.4762 | 65.7302 | 55.4656 | 153.247 | 140.4717 | 231.7317 | 651.8713 | 411.4017 | 380.8558 | 863.3267 | 2731.9883 | 2834.4153 | 3072.4647 | 3853.7796 | 6372.4841 | 6446.1035 | 6905.7569 | 6264.2785 | 6463.5165 | 8534.1726 | 8793.4148
NEM | Deep Storage | 0 | 0 | 0 | 211.6158 | 1279.7696 | 1757.2259 | 3334.3059 | 2328.465 | 2356.0365 | 3189.9318 | 2919.8515 | 2864.1538 | 2881.4025 | 2882.3546 | 3949.03 | 4082.0692 | 5596.9634 | 6113.0783 | 5747.6115 | 5978.9621 | 6390.9333
NEM | Behind the Meter Storage | 281.915 | 357.5927 | 455.3255 | 542.4078 | 608.9948 | 686.6335 | 761.6827 | 835.8408 | 910.5863 | 952.0312 | 961.5196 | 948.7652 | 926.426 | 924.7293 | 947.8343 | 1004.0217 | 1058.4106 | 1107.0167 | 1153.8278 | 1197.0289 | 1223.1965
Total Storage Generation |  | 540.2521 | 687.2822 | 741.8811 | 1188.4767 | 2421.8632 | 3238.7224 | 5519.8276 | 4600.7141 | 5007.4775 | 6627.5355 | 8462.8135 | 8681.5924 | 9043.6038 | 9977.9064 | 13886.4014 | 14640.4666 | 16773.8864 | 17085.4759 | 17169.7462 | 19586.8077 | 20883.3016
Region | Technology | 2022 | 2023 | 2024 | 2025 | 2026 | 2027 | 2028 | 2029 | 2030 | 2031 | 2032 | 2033 | 2034 | 2035 | 2036 | 2037 | 2038 | 2039 | 2040 | 2041 | 2042
NSW | Shallow Storage | 50.8183 | 63.2857 | 31.9629 | 79.0272 | 127.9755 | 199.332 | 291.1729 | 390.6841 | 533.4251 | 634.7033 | 712.3098 | 788.2271 | 852.271 | 891.6878 | 1005.0084 | 1087.8 | 1139.6789 | 1190.9647 | 1269.3789 | 1307.4891 | 1351.4117
NSW | Medium Storage | 3.8097 | 18.7172 | 16.0742 | 57.3061 | 30.7141 | 76.5643 | 267.5427 | 151.7345 | 130.6665 | 357.0932 | 2228.3328 | 2350.052 | 2224.4925 | 2204.6182 | 4354.9271 | 4432.4473 | 4288.6019 | 3948.8181 | 4002.5705 | 5487.3148 | 5708.3568
NSW | Deep Storage | 0 | 0 | 0 | 211.6158 | 1279.7696 | 1757.2259 | 3334.3059 | 2328.465 | 2356.0365 | 3189.9318 | 2919.8515 | 2864.1538 | 2881.4025 | 2882.3546 | 3135.8087 | 3254.8667 | 3135.724 | 3353.0964 | 2867.7286 | 3021.6498 | 3356.9974
NSW | Behind the Meter Storage | 96.9136 | 131.07 | 176.345 | 217.9609 | 252.0078 | 286.4193 | 315.1639 | 342.3435 | 370.3499 | 386.3954 | 391.3675 | 383.6109 | 373.9043 | 370.4085 | 379.1711 | 399.7751 | 417.3544 | 435.1115 | 452.2621 | 466.2881 | 475.9746
Total Storage Generation |  | 151.5416 | 213.0729 | 224.3821 | 565.91 | 1690.467 | 2319.5415 | 4208.1855 | 3213.2272 | 3390.4781 | 4568.1237 | 6251.8615 | 6386.0437 | 6332.0704 | 6349.0691 | 8874.9153 | 9174.8891 | 8981.3592 | 8927.9907 | 8591.9401 | 10282.7418 | 10892.7406
Region | Technology | 2022 | 2023 | 2024 | 2025 | 2026 | 2027 | 2028 | 2029 | 2030 | 2031 | 2032 | 2033 | 2034 | 2035 | 2036 | 2037 | 2038 | 2039 | 2040 | 2041 | 2042
QLD | Shallow Storage | 31.4443 | 37.7767 | 40.0248 | 51.1216 | 71.3255 | 106.8754 | 155.8432 | 218.8517 | 292.4545 | 347.5054 | 395.5615 | 447.7145 | 494.9016 | 534.7657 | 590.5956 | 629.273 | 660.6631 | 955.6683 | 1017.6231 | 1049.4776 | 1085.1462
QLD | Medium Storage | 5.6665 | 47.013 | 39.3913 | 95.9409 | 109.7576 | 155.1674 | 384.3286 | 259.6671 | 250.1893 | 506.2335 | 503.6555 | 484.3633 | 847.9722 | 1649.1614 | 1940.5608 | 1936.4636 | 1901.1157 | 1616.4177 | 1753.8185 | 2346.8812 | 2401.1163
QLD | Deep Storage | 0 | 0 | 0 | 0 | 0 | 0 | 0 | 0 | 0 | 0 | 0 | 0 | 0 | 0 | 813.2213 | 827.2025 | 2461.2393 | 2759.9819 | 2879.8829 | 2957.3123 | 3033.9359
QLD | Behind the Meter Storage | 54.2304 | 73.8913 | 100.3758 | 125.6717 | 147.1503 | 170.768 | 191.3466 | 209.0999 | 224.4723 | 234.2239 | 232.6427 | 230.4985 | 228.5195 | 229.4712 | 235.9188 | 248.8039 | 259.8505 | 272.5977 | 282.9836 | 298.6519 | 308.1565
Total Storage Generation |  | 91.3411 | 158.681 | 179.792 | 272.7342 | 328.2334 | 432.8108 | 731.5184 | 687.6187 | 767.1161 | 1087.9629 | 1131.8597 | 1162.5764 | 1571.3933 | 2413.3983 | 3580.2965 | 3641.743 | 5282.8686 | 5604.6656 | 5934.308 | 6652.323 | 6828.3549
Region | Technology | 2022 | 2023 | 2024 | 2025 | 2026 | 2027 | 2028 | 2029 | 2030 | 2031 | 2032 | 2033 | 2034 | 2035 | 2036 | 2037 | 2038 | 2039 | 2040 | 2041 | 2042
VIC | Shallow Storage | 58.3908 | 57.7581 | 59.4897 | 70.4508 | 96.956 | 139.6353 | 188.0145 | 256.1353 | 342.0624 | 421.7121 | 492.1178 | 536.0886 | 536.144 | 601.5715 | 687.5983 | 753.1612 | 765.3102 | 811.9545 | 860.4862 | 842.2765 | 935.1205
VIC | Medium Storage | 0 | 0 | 0 | 0 | 0 | 0 | 0 | 0 | 0 | 0 | 0 | 0 | 0 | 0 | 0 | 0 | 0 | 0 | 0 | 0 | 0
VIC | Deep Storage | 0 | 0 | 0 | 0 | 0 | 0 | 0 | 0 | 0 | 0 | 0 | 0 | 0 | 0 | 0 | 0 | 0 | 0 | 0 | 0 | 0
VIC | Behind the Meter Storage | 44.8943 | 60.7278 | 80.7911 | 101.4063 | 116.7329 | 134.1477 | 153.5526 | 174.4362 | 197.7437 | 214.2303 | 223.7181 | 225.8846 | 220.3245 | 221.7803 | 228.317 | 245.1446 | 263.8214 | 278.1275 | 292.121 | 303.1326 | 309.0437
Total Storage Generation |  | 103.2851 | 118.4858 | 140.2808 | 171.8571 | 213.6889 | 273.783 | 341.5671 | 430.5715 | 539.8061 | 635.9424 | 715.8359 | 761.9732 | 756.4684 | 823.3518 | 915.9153 | 998.3058 | 1029.1317 | 1090.082 | 1152.6072 | 1145.4091 | 1244.1642
Region | Technology | 2022 | 2023 | 2024 | 2025 | 2026 | 2027 | 2028 | 2029 | 2030 | 2031 | 2032 | 2033 | 2034 | 2035 | 2036 | 2037 | 2038 | 2039 | 2040 | 2041 | 2042
SA | Shallow Storage | 107.0411 | 104.9515 | 98.6256 | 78.0163 | 94.3857 | 112.6612 | 129.7787 | 156.7292 | 182.7978 | 200.0417 | 216.9733 | 225.4762 | 241.1287 | 251.9674 | 291.1469 | 595.9286 | 593.8501 | 603.4099 | 612.8783 | 619.4337 | 1058.8244
SA | Medium Storage | 0 | 0 | 0 | 0 | 0 | 0 | 0 | 0 | 0 | 0 | 0 | 0 | 0 | 0 | 76.9961 | 77.1926 | 716.0393 | 699.0427 | 707.1276 | 699.9767 | 683.9416
SA | Deep Storage | 0 | 0 | 0 | 0 | 0 | 0 | 0 | 0 | 0 | 0 | 0 | 0 | 0 | 0 | 0 | 0 | 0 | 0 | 0 | 0 | 0
SA | Behind the Meter Storage | 80.1241 | 84.3927 | 88.2934 | 85.5623 | 79.8006 | 80.2049 | 84.5319 | 91.0107 | 96.8429 | 95.2058 | 92.1429 | 87.9098 | 83.8782 | 83.2504 | 84.3189 | 88.9842 | 94.7625 | 97.8713 | 102.1716 | 104.2439 | 105.3318
Total Storage Generation |  | 187.1652 | 189.3443 | 186.919 | 163.5786 | 174.1863 | 192.8661 | 214.3106 | 247.7399 | 279.6406 | 295.2475 | 309.1163 | 313.386 | 325.0069 | 335.2179 | 452.462 | 762.1054 | 1404.652 | 1400.3239 | 1422.1775 | 1423.6543 | 1848.0979
Region | Technology | 2022 | 2023 | 2024 | 2025 | 2026 | 2027 | 2028 | 2029 | 2030 | 2031 | 2032 | 2033 | 2034 | 2035 | 2036 | 2037 | 2038 | 2039 | 2040 | 2041 | 2042
TAS | Shallow Storage | 1.1664 | 0.18737 | 0.98704 | 2.5902 | 1.9843 | 4.6275 | 7.1583 | 2.6063 | 9.259 | 18.2832 | 32.4917 | 36.7516 | 38.8653 | 37.0504 | 42.704 | 42.1094 | 53.2533 | 39.105 | 44.4237 | 57.9671 | 45.2541
TAS | Medium Storage | 0 | 0 | 0 | 0 | 0 | 0 | 0 | 0 | 0 | 0 | 0 | 0 | 0 | 0 | 0 | 0 | 0 | 0 | 0 | 0 | 0
TAS | Deep Storage | 0 | 0 | 0 | 0 | 0 | 0 | 0 | 0 | 0 | 0 | 0 | 0 | 0 | 0 | 0 | 0 | 0 | 0 | 0 | 0 | 0
TAS | Behind the Meter Storage | 5.7526 | 7.5109 | 9.5202 | 11.8066 | 13.3033 | 15.0936 | 17.0878 | 18.9505 | 21.1776 | 21.9758 | 21.6484 | 20.8614 | 19.7995 | 19.8189 | 20.1084 | 21.3139 | 22.6217 | 23.3087 | 24.2896 | 24.7124 | 24.6898
Total Storage Generation |  | 6.919 | 7.6982 | 10.5072 | 14.3968 | 15.2876 | 19.7211 | 24.2461 | 21.5567 | 30.4366 | 40.259 | 54.1401 | 57.6131 | 58.6648 | 56.8694 | 62.8123 | 63.4233 | 75.875 | 62.4137 | 68.7134 | 82.6795 | 69.944

## DispatchableCapacity_1
Dispatchable Capacity built (MW) - Fast Change (Counterfactual)
Capacity calculated on 1 July. Years are financial year ending. Capacity built in 2022 includes all capacity built since 2019-20. For storage depth classifications, please refer to the 2020 ISP report.
Region | Technology | 2022 | 2023 | 2024 | 2025 | 2026 | 2027 | 2028 | 2029 | 2030 | 2031 | 2032 | 2033 | 2034 | 2035 | 2036 | 2037 | 2038 | 2039 | 2040 | 2041 | 2042
NEM | CCGT | 0 | 0 | 0 | 0 | 0 | 0 | 0 | 0 | 0 | 0 | 0 | 0 | 0 | 0 | 0 | 0 | 0 | 0 | 0 | 0 | 0
NEM | Peaking Gas+Liquids | 0 | 0 | 0 | 752.5343 | 752.5343 | 1392.4306 | 1468.1955 | 1705.9594 | 1921.1614 | 2194.5278 | 3967.2842 | 4842.7366 | 4934.548 | 5566.7519 | 5566.7519 | 6693.9915 | 8140.2089 | 8255.2263 | 8424.3674 | 8424.3674 | 9092.287
NEM | Hydro | 0 | 0 | 0 | 0 | 0 | 0 | 0 | 0 | 0 | 0 | 0 | 0 | 0 | 0 | 0 | 0 | 0 | 0 | 0 | 0 | 0
NEM | Shallow Storage | 107.0533 | 133.2558 | 162.0835 | 193.7902 | 308.3994 | 517.6717 | 798.9604 | 1161.7187 | 1621.4284 | 2009.3777 | 2684.4629 | 2943.9885 | 3176.6526 | 3438.1946 | 3771.4923 | 4066.1391 | 4332.8111 | 4602.1874 | 4985.1335 | 5138.0284 | 5289.6131
NEM | Medium Storage | 0 | 20 | 20 | 20 | 212.4277 | 443.8224 | 1346.8252 | 2041.7827 | 2101.6582 | 2424.6254 | 2679.8591 | 2729.8059 | 3134.4294 | 3154.5203 | 3621.1139 | 4263.1731 | 4667.3071 | 4667.3071 | 4667.3071 | 4667.3071 | 4691.4197
NEM | Deep Storage | 0 | 0 | 0 | 2040 | 2040 | 2040 | 2040 | 2040 | 2040 | 2040 | 2095.3496 | 2095.3496 | 2120.2104 | 2120.2104 | 2768.2955 | 2768.2955 | 3119.0484 | 3214.8056 | 3264.8607 | 3264.8607 | 3264.8607
NEM | DSP | -60.5153 | -18.6013 | 21.0437 | 62.3669 | 99.7107 | 141.2117 | 181.2106 | 226.8478 | 270.7193 | 314.3543 | 360.4223 | 402.7307 | 445.2893 | 493.6971 | 538.3017 | 588.4874 | 640.1664 | 689.3242 | 744.1184 | 797.0466 | 849.864
NEM | New Interconnectors | 0 | 185 | 185 | 185 | 185 | 185 | 185 | 185 | 185 | 185 | 185 | 185 | 185 | 185 | 185 | 185 | 185 | 185 | 185 | 185 | 185
NEM | Retired Dispatchable | 0 | 740 | 3820 | 4100 | 4760 | 6700 | 8350 | 9435 | 9785 | 11927.5 | 14022.5 | 15696.84 | 16213.84 | 16375.84 | 19360.84 | 20640.84 | 22406.24 | 22406.24 | 23489.64 | 23609.64 | 23609.64
Total Dispatchable Capacity Built |  | 46.538 | 134.6545 | 203.1272 | 3068.6914 | 3413.0721 | 4535.1364 | 5835.1917 | 7176.3086 | 7954.9673 | 8982.8852 | 11787.3782 | 13014.6114 | 13811.1297 | 14773.3742 | 16265.9553 | 18380.0865 | 20899.542 | 21428.8506 | 22085.7871 | 22291.6102 | 23188.0446
Region | Technology | 2022 | 2023 | 2024 | 2025 | 2026 | 2027 | 2028 | 2029 | 2030 | 2031 | 2032 | 2033 | 2034 | 2035 | 2036 | 2037 | 2038 | 2039 | 2040 | 2041 | 2042
NSW | CCGT | 0 | 0 | 0 | 0 | 0 | 0 | 0 | 0 | 0 | 0 | 0 | 0 | 0 | 0 | 0 | 0 | 0 | 0 | 0 | 0 | 0
NSW | Peaking Gas+Liquids | 0 | 0 | 0 | 608.8269 | 608.8269 | 1248.7232 | 1324.4881 | 1562.252 | 1777.454 | 2050.8204 | 3823.5769 | 4699.0292 | 4790.8406 | 5423.0445 | 5423.0445 | 6550.2841 | 6550.2841 | 6613.6851 | 6782.8262 | 6782.8262 | 7450.7458
NSW | Hydro | 0 | 0 | 0 | 0 | 0 | 0 | 0 | 0 | 0 | 0 | 0 | 0 | 0 | 0 | 0 | 0 | 0 | 0 | 0 | 0 | 0
NSW | Shallow Storage | 35.4946 | 51.2314 | 67.6356 | 85.1509 | 134.9106 | 223.7285 | 340.1424 | 483.1381 | 668.4511 | 819.9848 | 966.9621 | 1063.2644 | 1155.7007 | 1250.2953 | 1374.4545 | 1485.1141 | 1583.1547 | 1682.4701 | 1792.0743 | 1845.9898 | 1898.8383
NSW | Medium Storage | 0 | 0 | 0 | 0 | 0 | 72.0959 | 72.0959 | 72.0959 | 72.0959 | 72.0959 | 72.0959 | 72.0959 | 164.402 | 184.4929 | 184.4929 | 245.7669 | 245.7669 | 245.7669 | 245.7669 | 245.7669 | 245.7669
NSW | Deep Storage | 0 | 0 | 0 | 2040 | 2040 | 2040 | 2040 | 2040 | 2040 | 2040 | 2040 | 2040 | 2040 | 2040 | 2040 | 2040 | 2040 | 2040 | 2040 | 2040 | 2040
NSW | DSP | 15.7302 | 32.5017 | 48.3064 | 64.336 | 79.3571 | 96.5223 | 112.0543 | 131.4414 | 150.5457 | 168.0659 | 186.2718 | 204.3669 | 222.1747 | 243.944 | 260.9801 | 280.9968 | 302.4739 | 324.9815 | 345.6616 | 367.4786 | 388.3522
NSW | New Interconnectors | 0 | 185 | 185 | 185 | 185 | 185 | 185 | 185 | 185 | 185 | 185 | 185 | 185 | 185 | 185 | 185 | 185 | 185 | 185 | 185 | 185
NSW | Retired Dispatchable | 0 | 500 | 2000 | 2000 | 2660 | 4040 | 4040 | 4040 | 4040 | 5420 | 6765 | 8205 | 8205 | 8205 | 10310 | 10310 | 10310 | 10310 | 10310 | 10310 | 10310
Total Dispatchable Capacity Built |  | 51.2248 | 83.7331 | 115.9419 | 2798.3138 | 2863.0946 | 3681.07 | 3888.7807 | 4288.9275 | 4708.5467 | 5150.967 | 7088.9066 | 8078.7564 | 8373.118 | 9141.7767 | 9282.972 | 10602.1619 | 10721.6796 | 10906.9036 | 11206.3291 | 11282.0615 | 12023.7032
Region | Technology | 2022 | 2023 | 2024 | 2025 | 2026 | 2027 | 2028 | 2029 | 2030 | 2031 | 2032 | 2033 | 2034 | 2035 | 2036 | 2037 | 2038 | 2039 | 2040 | 2041 | 2042
QLD | CCGT | 0 | 0 | 0 | 0 | 0 | 0 | 0 | 0 | 0 | 0 | 0 | 0 | 0 | 0 | 0 | 0 | 0 | 0 | 0 | 0 | 0
QLD | Peaking Gas+Liquids | 0 | 0 | 0 | 0 | 0 | 0 | 0 | 0 | 0 | 0 | 0 | 0 | 0 | 0 | 0 | 0 | 976.5719 | 1028.1883 | 1028.1883 | 1028.1883 | 1028.1883
QLD | Hydro | 0 | 0 | 0 | 0 | 0 | 0 | 0 | 0 | 0 | 0 | 0 | 0 | 0 | 0 | 0 | 0 | 0 | 0 | 0 | 0 | 0
QLD | Shallow Storage | 19.207 | 27.7219 | 36.7893 | 46.8293 | 75.168 | 126.1792 | 193.7767 | 273.6135 | 380.9417 | 453.6676 | 526.7495 | 598.2458 | 654.3416 | 719.8635 | 793.1695 | 855.9645 | 923.41 | 990.0922 | 1149.6352 | 1193.1796 | 1237.2451
QLD | Medium Storage | 0 | 20 | 20 | 20 | 20 | 20 | 20 | 506.3255 | 506.3255 | 587.161 | 587.161 | 637.1078 | 949.4252 | 949.4252 | 949.4252 | 1273.9242 | 1473.8603 | 1473.8603 | 1473.8603 | 1473.8603 | 1473.8603
QLD | Deep Storage | 0 | 0 | 0 | 0 | 0 | 0 | 0 | 0 | 0 | 0 | 0 | 0 | 24.8607 | 24.8607 | 24.8607 | 24.8607 | 24.8607 | 24.8607 | 24.8607 | 24.8607 | 24.8607
QLD | DSP | 6.9365 | 15.2808 | 22.4934 | 29.318 | 36.1662 | 43.2405 | 52.0302 | 59.3168 | 66.3065 | 73.5643 | 82.1454 | 89.5503 | 97.6823 | 105.748 | 115.2599 | 123.2931 | 132.6669 | 140.8865 | 151.6667 | 160.8369 | 169.3653
QLD | New Interconnectors | 0 | 185 | 185 | 185 | 185 | 185 | 185 | 185 | 185 | 185 | 185 | 185 | 185 | 185 | 185 | 185 | 185 | 185 | 185 | 185 | 185
QLD | Retired Dispatchable | 0 | 0 | 1400 | 1680 | 1680 | 1680 | 1680 | 2765 | 2765 | 2765 | 2765 | 2765 | 3057 | 3174 | 3174 | 3874 | 5110.4 | 5110.4 | 5253.8 | 5253.8 | 5253.8
Total Dispatchable Capacity Built |  | 26.1435 | 63.0027 | 79.2827 | 96.1473 | 131.3343 | 189.4197 | 265.8068 | 839.2558 | 953.5737 | 1114.3929 | 1196.0559 | 1324.9039 | 1726.3098 | 1799.8974 | 1882.7153 | 2278.0425 | 3531.3698 | 3657.888 | 3828.2112 | 3880.9258 | 3933.5197
Region | Technology | 2022 | 2023 | 2024 | 2025 | 2026 | 2027 | 2028 | 2029 | 2030 | 2031 | 2032 | 2033 | 2034 | 2035 | 2036 | 2037 | 2038 | 2039 | 2040 | 2041 | 2042
VIC | CCGT | 0 | 0 | 0 | 0 | 0 | 0 | 0 | 0 | 0 | 0 | 0 | 0 | 0 | 0 | 0 | 0 | 0 | 0 | 0 | 0 | 0
VIC | Peaking Gas+Liquids | 0 | 0 | 0 | 0 | 0 | 0 | 0 | 0 | 0 | 0 | 0 | 0 | 0 | 0 | 0 | 0 | 0 | 0 | 0 | 0 | 0
VIC | Hydro | 0 | 0 | 0 | 0 | 0 | 0 | 0 | 0 | 0 | 0 | 0 | 0 | 0 | 0 | 0 | 0 | 0 | 0 | 0 | 0 | 0
VIC | Shallow Storage | 17.8536 | 25.0954 | 33.5867 | 42.9165 | 69.2794 | 115.7207 | 180.9559 | 273.0646 | 392.978 | 502.5174 | 614.1887 | 686.4445 | 747.7582 | 822.0184 | 921.5797 | 1010.9913 | 1088.4621 | 1167.7516 | 1254.8735 | 1299.1963 | 1342.9601
VIC | Medium Storage | 0 | 0 | 0 | 0 | 192.4277 | 351.7265 | 1254.7293 | 1463.3613 | 1523.2368 | 1765.3685 | 2020.6022 | 2020.6022 | 2020.6022 | 2020.6022 | 2020.6022 | 2020.6022 | 2020.6022 | 2020.6022 | 2020.6022 | 2020.6022 | 2044.7148
VIC | Deep Storage | 0 | 0 | 0 | 0 | 0 | 0 | 0 | 0 | 0 | 0 | 55.3496 | 55.3496 | 55.3496 | 55.3496 | 703.4347 | 703.4347 | 1054.1877 | 1149.9449 | 1200 | 1200 | 1200
VIC | DSP | -87.252 | -75.0476 | -62.7513 | -48.5954 | -37.3091 | -24.5417 | -12.0141 | 1.9026 | 14.4257 | 28.6294 | 42.8732 | 55.1986 | 68.2066 | 81.8102 | 95.6959 | 112.3603 | 127.6146 | 141.5245 | 160.0426 | 177.1703 | 194.3613
VIC | New Interconnectors | 0 | 0 | 0 | 0 | 0 | 0 | 0 | 0 | 0 | 0 | 0 | 0 | 0 | 0 | 0 | 0 | 0 | 0 | 0 | 0 | 0
VIC | Retired Dispatchable | 0 | 0 | 0 | 0 | 0 | 560 | 2210 | 2210 | 2560 | 2910 | 3660 | 3660 | 3885 | 3905 | 3905 | 4485 | 4485 | 4485 | 5425 | 5425 | 5425
Total Dispatchable Capacity Built |  | -69.3984 | -49.9522 | -29.1646 | -5.679 | 224.3981 | 442.9055 | 1423.6711 | 1738.3285 | 1930.6405 | 2296.5152 | 2733.0136 | 2817.595 | 2891.9166 | 2979.7804 | 3741.3125 | 3847.3885 | 4290.8666 | 4479.8232 | 4635.5183 | 4696.9688 | 4782.0362
Region | Technology | 2022 | 2023 | 2024 | 2025 | 2026 | 2027 | 2028 | 2029 | 2030 | 2031 | 2032 | 2033 | 2034 | 2035 | 2036 | 2037 | 2038 | 2039 | 2040 | 2041 | 2042
SA | CCGT | 0 | 0 | 0 | 0 | 0 | 0 | 0 | 0 | 0 | 0 | 0 | 0 | 0 | 0 | 0 | 0 | 0 | 0 | 0 | 0 | 0
SA | Peaking Gas+Liquids | 0 | 0 | 0 | 143.7074 | 143.7074 | 143.7074 | 143.7074 | 143.7074 | 143.7074 | 143.7074 | 143.7074 | 143.7074 | 143.7074 | 143.7074 | 143.7074 | 143.7074 | 613.3529 | 613.3529 | 613.3529 | 613.3529 | 613.3529
SA | Hydro | 0 | 0 | 0 | 0 | 0 | 0 | 0 | 0 | 0 | 0 | 0 | 0 | 0 | 0 | 0 | 0 | 0 | 0 | 0 | 0 | 0
SA | Shallow Storage | 32.8451 | 26.9623 | 21.1302 | 15.029 | 22.6977 | 41.1179 | 66.9768 | 106.3602 | 143.2654 | 189.5733 | 526.1376 | 541.5711 | 559.6925 | 581.5579 | 610.8062 | 636.597 | 655.7091 | 675.2613 | 697.2466 | 706.6209 | 715.872
SA | Medium Storage | 0 | 0 | 0 | 0 | 0 | 0 | 0 | 0 | 0 | 0 | 0 | 0 | 0 | 0 | 466.5936 | 722.8798 | 927.0777 | 927.0777 | 927.0777 | 927.0777 | 927.0777
SA | Deep Storage | 0 | 0 | 0 | 0 | 0 | 0 | 0 | 0 | 0 | 0 | 0 | 0 | 0 | 0 | 0 | 0 | 0 | 0 | 0 | 0 | 0
SA | DSP | 4.0459 | 8.3802 | 12.5342 | 16.736 | 20.835 | 25.1357 | 28.8248 | 33.1865 | 37.8227 | 42.3344 | 47.2175 | 51.605 | 55.0612 | 59.8704 | 64.1221 | 69.4088 | 74.7443 | 79.0687 | 83.6512 | 88.3324 | 94.2625
SA | New Interconnectors | 0 | 0 | 0 | 0 | 0 | 0 | 0 | 0 | 0 | 0 | 0 | 0 | 0 | 0 | 0 | 0 | 0 | 0 | 0 | 0 | 0
SA | Retired Dispatchable | 0 | 240 | 420 | 420 | 420 | 420 | 420 | 420 | 420 | 832.5 | 832.5 | 1066.84 | 1066.84 | 1091.84 | 1971.84 | 1971.84 | 2500.84 | 2500.84 | 2500.84 | 2500.84 | 2500.84
Total Dispatchable Capacity Built |  | 36.891 | 35.3426 | 33.6644 | 175.4724 | 187.2401 | 209.961 | 239.509 | 283.2541 | 324.7954 | 375.6151 | 717.0625 | 736.8835 | 758.4611 | 785.1357 | 1285.2293 | 1572.5929 | 2270.884 | 2294.7606 | 2321.3284 | 2335.3838 | 2350.5651
Region | Technology | 2022 | 2023 | 2024 | 2025 | 2026 | 2027 | 2028 | 2029 | 2030 | 2031 | 2032 | 2033 | 2034 | 2035 | 2036 | 2037 | 2038 | 2039 | 2040 | 2041 | 2042
TAS | CCGT | 0 | 0 | 0 | 0 | 0 | 0 | 0 | 0 | 0 | 0 | 0 | 0 | 0 | 0 | 0 | 0 | 0 | 0 | 0 | 0 | 0
TAS | Peaking Gas+Liquids | 0 | 0 | 0 | 0 | 0 | 0 | 0 | 0 | 0 | 0 | 0 | 0 | 0 | 0 | 0 | 0 | 0 | 0 | 0 | 0 | 0
TAS | Hydro | 0 | 0 | 0 | 0 | 0 | 0 | 0 | 0 | 0 | 0 | 0 | 0 | 0 | 0 | 0 | 0 | 0 | 0 | 0 | 0 | 0
TAS | Shallow Storage | 1.6531 | 2.2448 | 2.9417 | 3.8646 | 6.3437 | 10.9254 | 17.1086 | 25.5422 | 35.7923 | 43.6347 | 50.4251 | 54.4627 | 59.1596 | 64.4594 | 71.4825 | 77.4721 | 82.0752 | 86.6122 | 91.3038 | 93.0419 | 94.6976
TAS | Medium Storage | 0 | 0 | 0 | 0 | 0 | 0 | 0 | 0 | 0 | 0 | 0 | 0 | 0 | 0 | 0 | 0 | 0 | 0 | 0 | 0 | 0
TAS | Deep Storage | 0 | 0 | 0 | 0 | 0 | 0 | 0 | 0 | 0 | 0 | 0 | 0 | 0 | 0 | 0 | 0 | 0 | 0 | 0 | 0 | 0
TAS | DSP | 0.024008 | 0.28353 | 0.46102 | 0.57228 | 0.66143 | 0.85484 | 0.31543 | 1.0004 | 1.6186 | 1.7602 | 1.9143 | 2.0099 | 2.1645 | 2.3246 | 2.2436 | 2.4285 | 2.6668 | 2.863 | 3.0963 | 3.2284 | 3.5228
TAS | New Interconnectors | 0 | 0 | 0 | 0 | 0 | 0 | 0 | 0 | 0 | 0 | 0 | 0 | 0 | 0 | 0 | 0 | 0 | 0 | 0 | 0 | 0
TAS | Retired Dispatchable | 0 | 0 | 0 | 0 | 0 | 0 | 0 | 0 | 0 | 0 | 0 | 0 | 0 | 0 | 0 | 0 | 0 | 0 | 0 | 120 | 120
Total Dispatchable Capacity Built |  | 1.6771 | 2.5283 | 3.4027 | 4.4369 | 7.0051 | 11.7803 | 17.4241 | 26.5426 | 37.4109 | 45.3949 | 52.3395 | 56.4726 | 61.3242 | 66.784 | 73.7261 | 79.9007 | 84.742 | 89.4751 | 94.4001 | 96.2703 | 98.2205

## DispatchableCapacity_2
Dispatchable Capacity built (MW) - Fast Change (DP8)
Capacity calculated on 1 July. Years are financial year ending. Capacity built in 2022 includes all capacity built since 2019-20. For storage depth classifications, please refer to the 2020 ISP report.
Region | Technology | 2022 | 2023 | 2024 | 2025 | 2026 | 2027 | 2028 | 2029 | 2030 | 2031 | 2032 | 2033 | 2034 | 2035 | 2036 | 2037 | 2038 | 2039 | 2040 | 2041 | 2042
NEM | CCGT | 0 | 0 | 0 | 0 | 0 | 0 | 0 | 0 | 0 | 0 | 0 | 0 | 0 | 0 | 0 | 0 | 0 | 0 | 0 | 0 | 0
NEM | Peaking Gas+Liquids | 0 | 0 | 0 | 0 | 0 | 0 | 0 | 0 | 0 | 0 | 0 | 0 | 0 | 0 | 0 | 0 | 0 | 0 | 0 | 0 | 0
NEM | Hydro | 0 | 0 | 0 | 0 | 0 | 0 | 0 | 0 | 0 | 0 | 390 | 390 | 390 | 390 | 390 | 390 | 390 | 390 | 390 | 390 | 390
NEM | Shallow Storage | 107.0533 | 133.2558 | 162.0835 | 193.7902 | 308.3994 | 517.6717 | 798.9604 | 1161.7187 | 1621.4284 | 1989.7195 | 2354.5517 | 2614.0772 | 2846.7414 | 3108.2833 | 3470.8727 | 4319.9804 | 4577.3914 | 5364.0902 | 5666.0274 | 5818.9223 | 6853.2854
NEM | Medium Storage | 0 | 20 | 20 | 20 | 20 | 20 | 20 | 20 | 20 | 20 | 1592.6033 | 1592.6033 | 1764.5477 | 2334.8602 | 3390.0507 | 3390.0507 | 4036.8577 | 4036.8577 | 4036.8577 | 4891.3553 | 4891.3553
NEM | Deep Storage | 0 | 0 | 0 | 2040 | 2040 | 2040 | 2040 | 2040 | 2040 | 2040 | 2040 | 2040 | 2040 | 2040 | 2314.3539 | 2321.6581 | 2898.2542 | 3115.3906 | 3115.3906 | 3115.3906 | 3115.3906
NEM | DSP | -60.5153 | -18.6013 | 21.0437 | 62.3669 | 99.7107 | 141.2117 | 181.2106 | 226.8478 | 270.7193 | 314.3543 | 360.4223 | 402.7307 | 445.2893 | 493.6971 | 538.3017 | 588.4874 | 640.1664 | 689.3242 | 744.1184 | 797.0466 | 849.864
NEM | New Interconnectors | 0 | 270 | 270 | 1170 | 1170 | 1170 | 3035 | 3035 | 3035 | 3035 | 3785 | 4607.5 | 4607.5 | 4607.5 | 6062.5 | 6062.5 | 6062.5 | 6062.5 | 6062.5 | 6062.5 | 6062.5
NEM | Retired Dispatchable | 0 | 740 | 2420 | 2420 | 4460 | 5530 | 5530 | 6965 | 6965 | 8847.5 | 10227.5 | 11921.84 | 12438.84 | 12880.84 | 17950.84 | 18650.84 | 20416.24 | 20416.24 | 21499.64 | 21619.64 | 21619.64
Total Dispatchable Capacity Built |  | 46.538 | 134.6545 | 203.1272 | 2316.1571 | 2468.1101 | 2718.8834 | 3040.171 | 3448.5665 | 3952.1476 | 4364.0737 | 6737.5773 | 7039.4113 | 7486.5783 | 8366.8405 | 10103.579 | 11010.1766 | 12542.6697 | 13595.6627 | 13952.394 | 15012.7147 | 16099.8952
Region | Technology | 2022 | 2023 | 2024 | 2025 | 2026 | 2027 | 2028 | 2029 | 2030 | 2031 | 2032 | 2033 | 2034 | 2035 | 2036 | 2037 | 2038 | 2039 | 2040 | 2041 | 2042
NSW | CCGT | 0 | 0 | 0 | 0 | 0 | 0 | 0 | 0 | 0 | 0 | 0 | 0 | 0 | 0 | 0 | 0 | 0 | 0 | 0 | 0 | 0
NSW | Peaking Gas+Liquids | 0 | 0 | 0 | 0 | 0 | 0 | 0 | 0 | 0 | 0 | 0 | 0 | 0 | 0 | 0 | 0 | 0 | 0 | 0 | 0 | 0
NSW | Hydro | 0 | 0 | 0 | 0 | 0 | 0 | 0 | 0 | 0 | 0 | 0 | 0 | 0 | 0 | 0 | 0 | 0 | 0 | 0 | 0 | 0
NSW | Shallow Storage | 35.4946 | 51.2314 | 67.6356 | 85.1509 | 134.9106 | 223.7285 | 340.1424 | 483.1381 | 668.4511 | 819.9848 | 966.9621 | 1063.2644 | 1155.7007 | 1250.2953 | 1374.4545 | 1485.1141 | 1583.1547 | 1682.4701 | 1792.0743 | 1845.9898 | 1898.8383
NSW | Medium Storage | 0 | 0 | 0 | 0 | 0 | 0 | 0 | 0 | 0 | 0 | 1572.6033 | 1572.6033 | 1572.6033 | 1572.6033 | 2398.9942 | 2398.9942 | 2398.9942 | 2398.9942 | 2398.9942 | 2973.2238 | 2973.2238
NSW | Deep Storage | 0 | 0 | 0 | 2040 | 2040 | 2040 | 2040 | 2040 | 2040 | 2040 | 2040 | 2040 | 2040 | 2040 | 2040 | 2040 | 2040 | 2040 | 2040 | 2040 | 2040
NSW | DSP | 15.7302 | 32.5017 | 48.3064 | 64.336 | 79.3571 | 96.5223 | 112.0543 | 131.4414 | 150.5457 | 168.0659 | 186.2718 | 204.3669 | 222.1747 | 243.944 | 260.9801 | 280.9968 | 302.4739 | 324.9815 | 345.6616 | 367.4786 | 388.3522
NSW | New Interconnectors | 0 | 270 | 270 | 1170 | 1170 | 1170 | 3035 | 3035 | 3035 | 3035 | 3035 | 3857.5 | 3857.5 | 3857.5 | 5312.5 | 5312.5 | 5312.5 | 5312.5 | 5312.5 | 5312.5 | 5312.5
NSW | Retired Dispatchable | 0 | 500 | 2000 | 2000 | 4040 | 4760 | 4760 | 4760 | 4760 | 5480 | 6860 | 6860 | 6860 | 6860 | 9650 | 9650 | 9650 | 9650 | 9650 | 9650 | 9650
Total Dispatchable Capacity Built |  | 51.2248 | 83.7331 | 115.9419 | 2189.4869 | 2254.2677 | 2360.2508 | 2492.1966 | 2654.5796 | 2858.9968 | 3028.0508 | 4765.8372 | 4880.2346 | 4990.4787 | 5106.8426 | 6074.4288 | 6205.1051 | 6324.6228 | 6446.4458 | 6576.7302 | 7226.6921 | 7300.4142
Region | Technology | 2022 | 2023 | 2024 | 2025 | 2026 | 2027 | 2028 | 2029 | 2030 | 2031 | 2032 | 2033 | 2034 | 2035 | 2036 | 2037 | 2038 | 2039 | 2040 | 2041 | 2042
QLD | CCGT | 0 | 0 | 0 | 0 | 0 | 0 | 0 | 0 | 0 | 0 | 0 | 0 | 0 | 0 | 0 | 0 | 0 | 0 | 0 | 0 | 0
QLD | Peaking Gas+Liquids | 0 | 0 | 0 | 0 | 0 | 0 | 0 | 0 | 0 | 0 | 0 | 0 | 0 | 0 | 0 | 0 | 0 | 0 | 0 | 0 | 0
QLD | Hydro | 0 | 0 | 0 | 0 | 0 | 0 | 0 | 0 | 0 | 0 | 0 | 0 | 0 | 0 | 0 | 0 | 0 | 0 | 0 | 0 | 0
QLD | Shallow Storage | 19.207 | 27.7219 | 36.7893 | 46.8293 | 75.168 | 126.1792 | 193.7767 | 273.6135 | 380.9417 | 453.6676 | 526.7495 | 598.2458 | 654.3416 | 719.8635 | 793.1695 | 855.9645 | 914.149 | 1498.1537 | 1576.6877 | 1620.2322 | 1664.2976
QLD | Medium Storage | 0 | 20 | 20 | 20 | 20 | 20 | 20 | 20 | 20 | 20 | 20 | 20 | 191.9444 | 762.2568 | 916.1628 | 916.1628 | 916.1628 | 916.1628 | 916.1628 | 1196.4308 | 1196.4308
QLD | Deep Storage | 0 | 0 | 0 | 0 | 0 | 0 | 0 | 0 | 0 | 0 | 0 | 0 | 0 | 0 | 274.3539 | 281.6581 | 858.2542 | 1075.3906 | 1075.3906 | 1075.3906 | 1075.3906
QLD | DSP | 6.9365 | 15.2808 | 22.4934 | 29.318 | 36.1662 | 43.2405 | 52.0302 | 59.3168 | 66.3065 | 73.5643 | 82.1454 | 89.5503 | 97.6823 | 105.748 | 115.2599 | 123.2931 | 132.6669 | 140.8865 | 151.6667 | 160.8369 | 169.3653
QLD | New Interconnectors | 0 | 185 | 185 | 185 | 185 | 185 | 185 | 185 | 185 | 185 | 185 | 1007.5 | 1007.5 | 1007.5 | 2462.5 | 2462.5 | 2462.5 | 2462.5 | 2462.5 | 2462.5 | 2462.5
QLD | Retired Dispatchable | 0 | 0 | 0 | 0 | 0 | 0 | 0 | 1085 | 1085 | 1085 | 1085 | 2545 | 2837 | 3234 | 4634 | 5334 | 6570.4 | 6570.4 | 6713.8 | 6713.8 | 6713.8
Total Dispatchable Capacity Built |  | 26.1435 | 63.0027 | 79.2827 | 96.1473 | 131.3343 | 189.4197 | 265.8068 | 352.9303 | 467.2482 | 547.2319 | 628.8949 | 707.7961 | 943.9683 | 1587.8683 | 2098.9462 | 2177.0785 | 2821.2329 | 3630.5936 | 3719.9078 | 4052.8904 | 4105.4843
Region | Technology | 2022 | 2023 | 2024 | 2025 | 2026 | 2027 | 2028 | 2029 | 2030 | 2031 | 2032 | 2033 | 2034 | 2035 | 2036 | 2037 | 2038 | 2039 | 2040 | 2041 | 2042
VIC | CCGT | 0 | 0 | 0 | 0 | 0 | 0 | 0 | 0 | 0 | 0 | 0 | 0 | 0 | 0 | 0 | 0 | 0 | 0 | 0 | 0 | 0
VIC | Peaking Gas+Liquids | 0 | 0 | 0 | 0 | 0 | 0 | 0 | 0 | 0 | 0 | 0 | 0 | 0 | 0 | 0 | 0 | 0 | 0 | 0 | 0 | 0
VIC | Hydro | 0 | 0 | 0 | 0 | 0 | 0 | 0 | 0 | 0 | 0 | 0 | 0 | 0 | 0 | 0 | 0 | 0 | 0 | 0 | 0 | 0
VIC | Shallow Storage | 17.8536 | 25.0954 | 33.5867 | 42.9165 | 69.2794 | 115.7207 | 180.9559 | 273.0646 | 392.978 | 502.5174 | 614.1887 | 686.4445 | 747.7582 | 822.0184 | 921.5797 | 1010.9913 | 1088.4621 | 1167.7516 | 1254.8735 | 1299.1963 | 1342.9601
VIC | Medium Storage | 0 | 0 | 0 | 0 | 0 | 0 | 0 | 0 | 0 | 0 | 0 | 0 | 0 | 0 | 0 | 0 | 0 | 0 | 0 | 0 | 0
VIC | Deep Storage | 0 | 0 | 0 | 0 | 0 | 0 | 0 | 0 | 0 | 0 | 0 | 0 | 0 | 0 | 0 | 0 | 0 | 0 | 0 | 0 | 0
VIC | DSP | -87.252 | -75.0476 | -62.7513 | -48.5954 | -37.3091 | -24.5417 | -12.0141 | 1.9026 | 14.4257 | 28.6294 | 42.8732 | 55.1986 | 68.2066 | 81.8102 | 95.6959 | 112.3603 | 127.6146 | 141.5245 | 160.0426 | 177.1703 | 194.3613
VIC | New Interconnectors | 0 | 85 | 85 | 85 | 85 | 85 | 1950 | 1950 | 1950 | 1950 | 2700 | 2700 | 2700 | 2700 | 2700 | 2700 | 2700 | 2700 | 2700 | 2700 | 2700
VIC | Retired Dispatchable | 0 | 0 | 0 | 0 | 0 | 350 | 350 | 700 | 700 | 1450 | 1450 | 1450 | 1675 | 1695 | 1695 | 1695 | 1695 | 1695 | 2635 | 2635 | 2635
Total Dispatchable Capacity Built |  | -69.3984 | -49.9522 | -29.1646 | -5.679 | 31.9703 | 91.179 | 168.9418 | 274.9673 | 407.4037 | 531.1467 | 657.0618 | 741.6431 | 815.9648 | 903.8286 | 1017.2756 | 1123.3516 | 1216.0767 | 1309.2762 | 1414.9162 | 1476.3666 | 1537.3214
Region | Technology | 2022 | 2023 | 2024 | 2025 | 2026 | 2027 | 2028 | 2029 | 2030 | 2031 | 2032 | 2033 | 2034 | 2035 | 2036 | 2037 | 2038 | 2039 | 2040 | 2041 | 2042
SA | CCGT | 0 | 0 | 0 | 0 | 0 | 0 | 0 | 0 | 0 | 0 | 0 | 0 | 0 | 0 | 0 | 0 | 0 | 0 | 0 | 0 | 0
SA | Peaking Gas+Liquids | 0 | 0 | 0 | 0 | 0 | 0 | 0 | 0 | 0 | 0 | 0 | 0 | 0 | 0 | 0 | 0 | 0 | 0 | 0 | 0 | 0
SA | Hydro | 0 | 0 | 0 | 0 | 0 | 0 | 0 | 0 | 0 | 0 | 0 | 0 | 0 | 0 | 0 | 0 | 0 | 0 | 0 | 0 | 0
SA | Shallow Storage | 32.8451 | 26.9623 | 21.1302 | 15.029 | 22.6977 | 41.1179 | 66.9768 | 106.3602 | 143.2654 | 169.915 | 196.2263 | 211.6598 | 229.7812 | 251.6467 | 310.1865 | 890.4383 | 909.5504 | 929.1026 | 951.0879 | 960.4622 | 1852.4917
SA | Medium Storage | 0 | 0 | 0 | 0 | 0 | 0 | 0 | 0 | 0 | 0 | 0 | 0 | 0 | 0 | 74.8937 | 74.8937 | 721.7007 | 721.7007 | 721.7007 | 721.7007 | 721.7007
SA | Deep Storage | 0 | 0 | 0 | 0 | 0 | 0 | 0 | 0 | 0 | 0 | 0 | 0 | 0 | 0 | 0 | 0 | 0 | 0 | 0 | 0 | 0
SA | DSP | 4.0459 | 8.3802 | 12.5342 | 16.736 | 20.835 | 25.1357 | 28.8248 | 33.1865 | 37.8227 | 42.3344 | 47.2175 | 51.605 | 55.0612 | 59.8704 | 64.1221 | 69.4088 | 74.7443 | 79.0687 | 83.6512 | 88.3324 | 94.2625
SA | New Interconnectors | 0 | 0 | 0 | 900 | 900 | 900 | 900 | 900 | 900 | 900 | 900 | 900 | 900 | 900 | 900 | 900 | 900 | 900 | 900 | 900 | 900
SA | Retired Dispatchable | 0 | 240 | 420 | 420 | 420 | 420 | 420 | 420 | 420 | 832.5 | 832.5 | 1066.84 | 1066.84 | 1091.84 | 1971.84 | 1971.84 | 2500.84 | 2500.84 | 2500.84 | 2500.84 | 2500.84
Total Dispatchable Capacity Built |  | 36.891 | 35.3426 | 33.6644 | 31.765 | 43.5327 | 66.2536 | 95.8017 | 139.5467 | 181.0881 | 212.2494 | 243.4439 | 263.2649 | 284.8424 | 311.517 | 449.2023 | 1034.7407 | 1705.9953 | 1729.872 | 1756.4398 | 1770.4952 | 2668.4549
Region | Technology | 2022 | 2023 | 2024 | 2025 | 2026 | 2027 | 2028 | 2029 | 2030 | 2031 | 2032 | 2033 | 2034 | 2035 | 2036 | 2037 | 2038 | 2039 | 2040 | 2041 | 2042
TAS | CCGT | 0 | 0 | 0 | 0 | 0 | 0 | 0 | 0 | 0 | 0 | 0 | 0 | 0 | 0 | 0 | 0 | 0 | 0 | 0 | 0 | 0
TAS | Peaking Gas+Liquids | 0 | 0 | 0 | 0 | 0 | 0 | 0 | 0 | 0 | 0 | 0 | 0 | 0 | 0 | 0 | 0 | 0 | 0 | 0 | 0 | 0
TAS | Hydro | 0 | 0 | 0 | 0 | 0 | 0 | 0 | 0 | 0 | 0 | 390 | 390 | 390 | 390 | 390 | 390 | 390 | 390 | 390 | 390 | 390
TAS | Shallow Storage | 1.6531 | 2.2448 | 2.9417 | 3.8646 | 6.3437 | 10.9254 | 17.1086 | 25.5422 | 35.7923 | 43.6347 | 50.4251 | 54.4627 | 59.1596 | 64.4594 | 71.4825 | 77.4721 | 82.0752 | 86.6122 | 91.3038 | 93.0419 | 94.6976
TAS | Medium Storage | 0 | 0 | 0 | 0 | 0 | 0 | 0 | 0 | 0 | 0 | 0 | 0 | 0 | 0 | 0 | 0 | 0 | 0 | 0 | 0 | 0
TAS | Deep Storage | 0 | 0 | 0 | 0 | 0 | 0 | 0 | 0 | 0 | 0 | 0 | 0 | 0 | 0 | 0 | 0 | 0 | 0 | 0 | 0 | 0
TAS | DSP | 0.024008 | 0.28353 | 0.46102 | 0.57228 | 0.66143 | 0.85484 | 0.31543 | 1.0004 | 1.6186 | 1.7602 | 1.9143 | 2.0099 | 2.1645 | 2.3246 | 2.2436 | 2.4285 | 2.6668 | 2.863 | 3.0963 | 3.2284 | 3.5228
TAS | New Interconnectors | 0 | 0 | 0 | 0 | 0 | 0 | 0 | 0 | 0 | 0 | 750 | 750 | 750 | 750 | 750 | 750 | 750 | 750 | 750 | 750 | 750
TAS | Retired Dispatchable | 0 | 0 | 0 | 0 | 0 | 0 | 0 | 0 | 0 | 0 | 0 | 0 | 0 | 0 | 0 | 0 | 0 | 0 | 0 | 120 | 120
Total Dispatchable Capacity Built |  | 1.6771 | 2.5283 | 3.4027 | 4.4369 | 7.0051 | 11.7803 | 17.4241 | 26.5426 | 37.4109 | 45.3949 | 442.3395 | 446.4726 | 451.3242 | 456.784 | 463.7261 | 469.9007 | 474.742 | 479.4751 | 484.4001 | 486.2703 | 488.2205

## REZCapacity_1
Installed capacity by REZ (MW) - Fast Change (Counterfactual)
Capacity installed at the beginning of each financial year, i.e. 1st July. Years are financial year ending. This includes the cumulative development of VRE capacity beyond existing and committed projects.
Large-scale Solar
Region | REZ Name | REZ Code | 2022 | 2023 | 2024 | 2025 | 2026 | 2027 | 2028 | 2029 | 2030 | 2031 | 2032 | 2033 | 2034 | 2035 | 2036 | 2037 | 2038 | 2039 | 2040 | 2041 | 2042
QLD | Far North QLD | Q1 | 0 | 55 | 55 | 55 | 55 | 55 | 55 | 55 | 55 | 55 | 55 | 55 | 55 | 55 | 55 | 55 | 55 | 55 | 55 | 55 | 55
QLD | North Qld Clean Energy Hub | Q2 | 0 | 0 | 0 | 0 | 0 | 0 | 0 | 0 | 0 | 0 | 0 | 0 | 0 | 0 | 0 | 0 | 0 | 0 | 0 | 0 | 0
QLD | Northern Qld | Q3 | 0 | 0 | 0 | 0 | 0 | 0 | 0 | 0 | 0 | 0 | 0 | 0 | 0 | 0 | 0 | 0 | 0 | 0 | 0 | 0 | 0
QLD | Isaac | Q4 | 0 | 355 | 355 | 355 | 355 | 355 | 355 | 355 | 355 | 355 | 355 | 355 | 355 | 355 | 355 | 355 | 355 | 355 | 355 | 355 | 355
QLD | Barcaldine | Q5 | 0 | 0 | 0 | 0 | 0 | 0 | 0 | 0 | 0 | 0 | 0 | 0 | 0 | 0 | 0 | 0 | 0 | 0 | 0 | 0 | 0
QLD | Fitzroy | Q6 | 0 | 0 | 0 | 0 | 0 | 361.472 | 361.472 | 361.472 | 361.472 | 361.472 | 361.472 | 361.472 | 361.472 | 361.472 | 361.472 | 361.472 | 361.472 | 361.472 | 361.472 | 361.472 | 361.472
QLD | Wide Bay | Q7 | 0 | 0 | 0 | 0 | 0 | 0 | 0 | 0 | 0 | 0 | 122.3032 | 324.8317 | 362.2745 | 362.2745 | 362.2745 | 362.2745 | 362.2745 | 362.2745 | 362.2745 | 362.2745 | 362.2745
QLD | Darling Downs | Q8 | 0 | 0 | 0 | 0 | 0 | 59.8022 | 280.5873 | 280.5873 | 280.5873 | 1131.4028 | 1250.94 | 1250.94 | 1250.94 | 1250.94 | 1250.94 | 1250.94 | 1250.94 | 1250.94 | 1250.94 | 1250.94 | 1250.94
NSW | North West NSW | N1 | 0 | 115 | 115 | 115 | 115 | 115 | 115 | 115 | 115 | 115 | 115 | 115 | 115 | 115 | 115 | 115 | 115 | 115 | 115 | 115 | 115
NSW | New England | N2 | 0 | 115 | 115 | 115 | 186.0751 | 186.0751 | 186.0751 | 186.0751 | 186.0751 | 186.0751 | 186.0751 | 186.0751 | 186.0751 | 186.0751 | 186.0751 | 186.0751 | 186.0751 | 186.0751 | 186.0751 | 186.0751 | 186.0751
NSW | Central-West Orana | N3 | 0 | 150 | 150 | 150 | 700 | 700 | 700 | 700 | 700 | 700 | 700 | 700 | 700 | 700 | 700 | 700 | 700 | 700 | 700 | 700 | 700
NSW | Southern NSW Tablelands | N4 | 0 | 0 | 0 | 0 | 0 | 0 | 0 | 0 | 0 | 0 | 0 | 0 | 0 | 0 | 0 | 0 | 0 | 0 | 0 | 0 | 0
NSW | Broken Hill | N5 | 0 | 0 | 0 | 0 | 0 | 0 | 0 | 0 | 0 | 0 | 0 | 0 | 0 | 0 | 0 | 0 | 0 | 0 | 0 | 0 | 0
NSW | South West NSW | N6 | 0 | 0 | 0 | 0 | 0 | 0 | 0 | 0 | 0 | 0 | 0 | 0 | 0 | 0 | 0 | 0 | 0 | 0 | 0 | 0 | 0
NSW | Wagga Wagga | N7 | 0 | 0 | 0 | 0 | 0 | 0 | 0 | 0 | 0 | 0 | 0 | 0 | 0 | 0 | 0 | 0 | 0 | 0 | 0 | 0 | 0
NSW | Tumut | N8 | 0 | 0 | 0 | 0 | 0 | 0 | 0 | 0 | 0 | 0 | 0 | 0 | 0 | 0 | 0 | 0 | 0 | 0 | 0 | 0 | 0
NSW | Cooma-Monaro | N9 | 0 | 0 | 0 | 0 | 0 | 0 | 0 | 0 | 0 | 0 | 0 | 0 | 0 | 0 | 0 | 0 | 0 | 0 | 0 | 0 | 0
VIC | Ovens Murray | V1 | 0 | 0 | 0 | 0 | 0 | 0 | 0 | 0 | 0 | 0 | 0 | 0 | 0 | 0 | 0 | 0 | 0 | 0 | 0 | 0 | 0
VIC | Murray River | V2 | 0 | 0 | 0 | 0 | 0 | 0 | 0 | 0 | 0 | 0 | 0 | 0 | 0 | 0 | 0 | 0 | 0 | 0 | 0 | 0 | 0
VIC | Western Victoria | V3 | 0 | 0 | 0 | 0 | 0 | 0 | 0 | 0 | 0 | 0 | 0 | 0 | 0 | 0 | 0 | 0 | 0 | 0 | 0 | 0 | 0
VIC | South West Victoria | V4 | 0 | 0 | 0 | 0 | 0 | 0 | 0 | 0 | 0 | 0 | 0 | 0 | 0 | 0 | 0 | 0 | 0 | 0 | 0 | 0 | 0
VIC | Gippsland | V5 | 0 | 0 | 0 | 0 | 0 | 0 | 0 | 0 | 0 | 0 | 0 | 0 | 0 | 0 | 0 | 0 | 0 | 0 | 0 | 0 | 0
VIC | Central North Vic | V6 | 0 | 0 | 0 | 0 | 100 | 200 | 300 | 400 | 400 | 400 | 400 | 400 | 400 | 400 | 400 | 400 | 400 | 400 | 400 | 400 | 400
SA | South East SA | S1 | 0 | 0 | 0 | 0 | 0 | 0 | 17.7394 | 17.7394 | 17.7394 | 17.7394 | 17.7394 | 17.7394 | 17.7394 | 17.7394 | 17.7394 | 17.7394 | 17.7394 | 17.7394 | 17.7394 | 17.7394 | 17.7394
SA | Riverland | S2 | 0 | 0 | 0 | 0 | 0 | 0 | 200 | 200 | 200 | 200 | 200 | 200 | 200 | 200 | 200 | 200 | 200 | 200 | 200 | 200 | 200
SA | Mid-North SA | S3 | 0 | 0 | 0 | 0 | 0 | 0 | 0 | 0 | 0 | 0 | 0 | 0 | 0 | 0 | 0 | 0 | 0 | 0 | 0 | 0 | 0
SA | Yorke Peninsula | S4 | 0 | 0 | 0 | 0 | 0 | 0 | 0 | 0 | 0 | 0 | 0 | 0 | 0 | 0 | 0 | 0 | 0 | 0 | 0 | 0 | 0
SA | Northern SA | S5 | 0 | 0 | 0 | 0 | 0 | 0 | 0 | 0 | 0 | 0 | 0 | 0 | 0 | 0 | 0 | 0 | 0 | 0 | 0 | 0 | 0
SA | Leigh Creek | S6 | 0 | 0 | 0 | 0 | 0 | 0 | 0 | 0 | 0 | 0 | 0 | 0 | 0 | 0 | 0 | 0 | 0 | 0 | 0 | 0 | 0
SA | Roxby Downs | S7 | 0 | 0 | 0 | 0 | 292.6124 | 292.6124 | 292.6124 | 292.6124 | 292.6124 | 292.6124 | 292.6124 | 292.6124 | 292.6124 | 292.6124 | 292.6124 | 292.6124 | 292.6124 | 292.6124 | 292.6124 | 292.6124 | 292.6124
SA | Eastern Eyre Peninsula | S8 | 0 | 0 | 0 | 0 | 0 | 0 | 0 | 0 | 0 | 0 | 0 | 0 | 0 | 0 | 0 | 0 | 0 | 0 | 0 | 0 | 0
SA | Western Eyre Peninsula | S9 | 0 | 0 | 0 | 0 | 0 | 0 | 0 | 0 | 0 | 0 | 0 | 0 | 0 | 0 | 0 | 0 | 0 | 0 | 0 | 0 | 0
TAS | North East Tasmania | T1 | 0 | 0 | 0 | 0 | 0 | 0 | 0 | 0 | 0 | 0 | 0 | 0 | 0 | 0 | 0 | 0 | 0 | 0 | 0 | 0 | 0
TAS | North West Tasmania | T2 | 0 | 0 | 0 | 0 | 0 | 0 | 150 | 150 | 150 | 150 | 150 | 150 | 150 | 150 | 150 | 150 | 150 | 150 | 150 | 150 | 150
TAS | Tasmania Midlands | T3 | 0 | 0 | 0 | 0 | 0 | 0 | 0 | 0 | 0 | 0 | 0 | 0 | 0 | 0 | 0 | 0 | 0 | 0 | 0 | 0 | 0
Shadow REZs |  |  | 0 | 0 | 0 | 0 | 0 | 0 | 2583.4662 | 2583.4662 | 2583.4662 | 3636.6981 | 4352.294 | 4352.294 | 4352.294 | 4352.294 | 4352.294 | 4352.294 | 4352.294 | 4352.294 | 4352.294 | 4352.294 | 4352.294
Total Capacity |  |  | 0 | 790 | 790 | 790 | 1803.6875 | 2324.9617 | 5596.9523 | 5696.9523 | 5696.9523 | 7600.9997 | 8558.436 | 8760.9645 | 8798.4073 | 8798.4073 | 8798.4073 | 8798.4073 | 8798.4073 | 8798.4073 | 8798.4073 | 8798.4073 | 8798.4073
Wind
Region | REZ Name | REZ Code | 2022 | 2023 | 2024 | 2025 | 2026 | 2027 | 2028 | 2029 | 2030 | 2031 | 2032 | 2033 | 2034 | 2035 | 2036 | 2037 | 2038 | 2039 | 2040 | 2041 | 2042
QLD | Far North QLD | Q1 | 0 | 0 | 600 | 600 | 645 | 645 | 645 | 645 | 645 | 645 | 645 | 645 | 645 | 645 | 645 | 645 | 645 | 645 | 645 | 645 | 645
QLD | North Qld Clean Energy Hub | Q2 | 0 | 0 | 0 | 0 | 0 | 0 | 0 | 0 | 0 | 0 | 0 | 0 | 0 | 0 | 0 | 0 | 0 | 0 | 0 | 0 | 0
QLD | Northern Qld | Q3 | 0 | 0 | 0 | 0 | 0 | 0 | 0 | 0 | 0 | 0 | 0 | 0 | 0 | 0 | 0 | 0 | 0 | 0 | 0 | 0 | 0
QLD | Isaac | Q4 | 0 | 0 | 0 | 1000 | 1000 | 1000 | 1000 | 1000 | 1000 | 1000 | 1000 | 1000 | 1000 | 1000 | 1000 | 1000 | 1000 | 1000 | 1000 | 1000 | 1000
QLD | Barcaldine | Q5 | 0 | 0 | 0 | 0 | 0 | 0 | 0 | 0 | 0 | 0 | 0 | 0 | 0 | 0 | 0 | 0 | 0 | 0 | 0 | 0 | 0
QLD | Fitzroy | Q6 | 0 | 0 | 0 | 0 | 0 | 0 | 83.528 | 83.528 | 83.528 | 83.528 | 83.528 | 83.528 | 83.528 | 83.528 | 83.528 | 83.528 | 83.528 | 83.528 | 83.528 | 83.528 | 83.528
QLD | Wide Bay | Q7 | 0 | 0 | 0 | 0 | 0 | 0 | 0 | 0 | 0 | 137.7255 | 137.7255 | 137.7255 | 137.7255 | 137.7255 | 137.7255 | 137.7255 | 137.7255 | 137.7255 | 137.7255 | 137.7255 | 137.7255
QLD | Darling Downs | Q8 | 0 | 500 | 500 | 500 | 500 | 500 | 826.0808 | 1106.0086 | 1181.5786 | 1413.888 | 1413.888 | 1749.06 | 1749.06 | 1749.06 | 1749.06 | 1749.06 | 1749.06 | 1749.06 | 1749.06 | 1749.06 | 1749.06
NSW | North West NSW | N1 | 0 | 0 | 0 | 0 | 0 | 0 | 0 | 0 | 0 | 0 | 0 | 0 | 0 | 0 | 0 | 0 | 0 | 0 | 0 | 0 | 0
NSW | New England | N2 | 0 | 0 | 0 | 0 | 113.9249 | 113.9249 | 113.9249 | 113.9249 | 113.9249 | 113.9249 | 113.9249 | 113.9249 | 113.9249 | 113.9249 | 113.9249 | 113.9249 | 113.9249 | 113.9249 | 113.9249 | 113.9249 | 113.9249
NSW | Central-West Orana | N3 | 0 | 0 | 0 | 0 | 0 | 0 | 0 | 0 | 0 | 0 | 0 | 0 | 0 | 0 | 0 | 0 | 0 | 0 | 0 | 0 | 0
NSW | Southern NSW Tablelands | N4 | 0 | 227 | 228 | 228 | 228 | 228 | 228 | 228 | 228 | 228 | 228 | 228 | 228 | 228 | 228 | 228 | 228 | 228 | 228 | 228 | 228
NSW | Broken Hill | N5 | 0 | 0 | 0 | 0 | 0 | 0 | 0 | 0 | 0 | 0 | 0 | 0 | 0 | 0 | 0 | 0 | 0 | 0 | 0 | 0 | 0
NSW | South West NSW | N6 | 0 | 0 | 0 | 0 | 0 | 0 | 0 | 0 | 0 | 0 | 0 | 0 | 0 | 0 | 0 | 0 | 0 | 0 | 0 | 0 | 0
NSW | Wagga Wagga | N7 | 0 | 0 | 0 | 0 | 0 | 0 | 0 | 0 | 0 | 0 | 0 | 0 | 0 | 0 | 0 | 0 | 0 | 0 | 0 | 0 | 0
NSW | Tumut | N8 | 0 | 0 | 0 | 0 | 0 | 0 | 0 | 0 | 0 | 0 | 0 | 0 | 0 | 0 | 0 | 0 | 0 | 0 | 0 | 0 | 0
NSW | Cooma-Monaro | N9 | 0 | 0 | 200 | 200 | 200 | 200 | 200 | 200 | 200 | 200 | 200 | 200 | 200 | 200 | 200 | 200 | 200 | 200 | 200 | 200 | 200
VIC | Ovens Murray | V1 | 0 | 0 | 0 | 0 | 0 | 0 | 0 | 0 | 0 | 0 | 0 | 0 | 0 | 0 | 0 | 0 | 0 | 0 | 0 | 0 | 0
VIC | Murray River | V2 | 0 | 0 | 0 | 0 | 0 | 0 | 0 | 0 | 0 | 0 | 0 | 0 | 0 | 0 | 0 | 0 | 0 | 0 | 0 | 0 | 0
VIC | Western Victoria | V3 | 0 | 209 | 209 | 209 | 209 | 450 | 450 | 450 | 450 | 450 | 450 | 450 | 450 | 450 | 450 | 450 | 450 | 450 | 450 | 450 | 450
VIC | South West Victoria | V4 | 0 | 151.2 | 151.2 | 151.2 | 151.2 | 151.2 | 151.2 | 151.2 | 151.2 | 750 | 750 | 750 | 750 | 750 | 750 | 750 | 750 | 750 | 750 | 750 | 750
VIC | Gippsland | V5 | 0 | 0 | 0 | 0 | 0 | 0 | 0 | 138.8 | 398.8 | 964.8784 | 1328.1937 | 1631.6409 | 2000 | 2000 | 2000 | 2000 | 2000 | 2000 | 2000 | 2000 | 2000
VIC | Central North Vic | V6 | 0 | 0 | 0 | 0 | 0 | 18.8 | 400 | 400 | 400 | 400 | 400 | 400 | 400 | 400 | 400 | 400 | 400 | 400 | 400 | 400 | 400
SA | South East SA | S1 | 0 | 0 | 0 | 0 | 0 | 0 | 0 | 0 | 0 | 37.2606 | 37.2606 | 37.2606 | 37.2606 | 37.2606 | 37.2606 | 37.2606 | 37.2606 | 37.2606 | 37.2606 | 37.2606 | 37.2606
SA | Riverland | S2 | 0 | 0 | 0 | 0 | 0 | 0 | 0 | 0 | 0 | 0 | 0 | 0 | 0 | 0 | 0 | 0 | 0 | 0 | 0 | 0 | 0
SA | Mid-North SA | S3 | 0 | 0 | 0 | 0 | 0 | 0 | 707.3876 | 707.3876 | 707.3876 | 707.3876 | 707.3876 | 707.3876 | 707.3876 | 707.3876 | 707.3876 | 707.3876 | 707.3876 | 707.3876 | 707.3876 | 707.3876 | 707.3876
SA | Yorke Peninsula | S4 | 0 | 0 | 0 | 0 | 0 | 0 | 0 | 0 | 0 | 0 | 0 | 0 | 0 | 0 | 0 | 0 | 0 | 0 | 0 | 0 | 0
SA | Northern SA | S5 | 0 | 0 | 0 | 0 | 0 | 0 | 0 | 0 | 0 | 0 | 0 | 0 | 0 | 0 | 0 | 0 | 0 | 0 | 0 | 0 | 0
SA | Leigh Creek | S6 | 0 | 0 | 0 | 0 | 0 | 0 | 0 | 0 | 0 | 0 | 0 | 0 | 0 | 0 | 0 | 0 | 0 | 0 | 0 | 0 | 0
SA | Roxby Downs | S7 | 0 | 0 | 0 | 0 | 0 | 0 | 0 | 0 | 0 | 0 | 0 | 0 | 0 | 0 | 0 | 0 | 0 | 0 | 0 | 0 | 0
SA | Eastern Eyre Peninsula | S8 | 0 | 0 | 0 | 0 | 0 | 0 | 0 | 0 | 0 | 0 | 0 | 0 | 0 | 0 | 0 | 0 | 0 | 0 | 0 | 0 | 0
SA | Western Eyre Peninsula | S9 | 0 | 0 | 0 | 0 | 0 | 0 | 0 | 0 | 0 | 0 | 0 | 0 | 0 | 0 | 0 | 0 | 0 | 0 | 0 | 0 | 0
TAS | North East Tasmania | T1 | 0 | 0 | 0 | 0 | 0 | 0 | 51.0799 | 51.0799 | 51.0799 | 51.0799 | 51.0799 | 51.0799 | 51.0799 | 51.0799 | 51.0799 | 51.0799 | 250 | 250 | 250 | 250 | 250
TAS | North West Tasmania | T2 | 0 | 0 | 0 | 0 | 0 | 0 | 94.0374 | 94.0374 | 94.0374 | 94.0374 | 94.0374 | 94.0374 | 94.0374 | 94.0374 | 94.0374 | 94.0374 | 190 | 190 | 190 | 190 | 190
TAS | Tasmania Midlands | T3 | 0 | 0 | 0 | 0 | 0 | 0 | 480 | 480 | 480 | 480 | 480 | 480 | 480 | 480 | 480 | 480 | 480 | 480 | 480 | 480 | 480
Shadow REZs |  |  | 0 | 0 | 0 | 0 | 0 | 0 | 0 | 0 | 0 | 1321.283 | 4366.3297 | 4366.3297 | 4366.3297 | 4366.3297 | 8476.3297 | 9636.3297 | 9636.3297 | 9636.3297 | 9636.3297 | 9636.3297 | 9636.3297
Total Capacity |  |  | 0 | 1087.2 | 1888.2 | 2888.2 | 3047.1249 | 3306.9249 | 5430.2387 | 5848.9665 | 6184.5365 | 9077.9935 | 12486.3554 | 13124.9746 | 13493.3337 | 13493.3337 | 17603.3337 | 18763.3337 | 19058.2163 | 19058.2163 | 19058.2163 | 19058.2163 | 19058.2163
Large-scale Solar and Wind (Utility)
Region | REZ Name | REZ Code | 2022 | 2023 | 2024 | 2025 | 2026 | 2027 | 2028 | 2029 | 2030 | 2031 | 2032 | 2033 | 2034 | 2035 | 2036 | 2037 | 2038 | 2039 | 2040 | 2041 | 2042
QLD | Far North QLD | Q1 | 0 | 55 | 655 | 655 | 700 | 700 | 700 | 700 | 700 | 700 | 700 | 700 | 700 | 700 | 700 | 700 | 700 | 700 | 700 | 700 | 700
QLD | North Qld Clean Energy Hub | Q2 | 0 | 0 | 0 | 0 | 0 | 0 | 0 | 0 | 0 | 0 | 0 | 0 | 0 | 0 | 0 | 0 | 0 | 0 | 0 | 0 | 0
QLD | Northern Qld | Q3 | 0 | 0 | 0 | 0 | 0 | 0 | 0 | 0 | 0 | 0 | 0 | 0 | 0 | 0 | 0 | 0 | 0 | 0 | 0 | 0 | 0
QLD | Isaac | Q4 | 0 | 355 | 355 | 1355 | 1355 | 1355 | 1355 | 1355 | 1355 | 1355 | 1355 | 1355 | 1355 | 1355 | 1355 | 1355 | 1355 | 1355 | 1355 | 1355 | 1355
QLD | Barcaldine | Q5 | 0 | 0 | 0 | 0 | 0 | 0 | 0 | 0 | 0 | 0 | 0 | 0 | 0 | 0 | 0 | 0 | 0 | 0 | 0 | 0 | 0
QLD | Fitzroy | Q6 | 0 | 0 | 0 | 0 | 0 | 361.472 | 445 | 445 | 445 | 445 | 445 | 445 | 445 | 445 | 445 | 445 | 445 | 445 | 445 | 445 | 445
QLD | Wide Bay | Q7 | 0 | 0 | 0 | 0 | 0 | 0 | 0 | 0 | 0 | 137.7255 | 260.0287 | 462.5572 | 500 | 500 | 500 | 500 | 500 | 500 | 500 | 500 | 500
QLD | Darling Downs | Q8 | 0 | 500 | 500 | 500 | 500 | 559.8022 | 1106.6681 | 1386.5958 | 1462.1659 | 2545.2908 | 2664.828 | 3000 | 3000 | 3000 | 3000 | 3000 | 3000 | 3000 | 3000 | 3000 | 3000
NSW | North West NSW | N1 | 0 | 115 | 115 | 115 | 115 | 115 | 115 | 115 | 115 | 115 | 115 | 115 | 115 | 115 | 115 | 115 | 115 | 115 | 115 | 115 | 115
NSW | New England | N2 | 0 | 115 | 115 | 115 | 300 | 300 | 300 | 300 | 300 | 300 | 300 | 300 | 300 | 300 | 300 | 300 | 300 | 300 | 300 | 300 | 300
NSW | Central-West Orana | N3 | 0 | 150 | 150 | 150 | 700 | 700 | 700 | 700 | 700 | 700 | 700 | 700 | 700 | 700 | 700 | 700 | 700 | 700 | 700 | 700 | 700
NSW | Southern NSW Tablelands | N4 | 0 | 227 | 228 | 228 | 228 | 228 | 228 | 228 | 228 | 228 | 228 | 228 | 228 | 228 | 228 | 228 | 228 | 228 | 228 | 228 | 228
NSW | Broken Hill | N5 | 0 | 0 | 0 | 0 | 0 | 0 | 0 | 0 | 0 | 0 | 0 | 0 | 0 | 0 | 0 | 0 | 0 | 0 | 0 | 0 | 0
NSW | South West NSW | N6 | 0 | 0 | 0 | 0 | 0 | 0 | 0 | 0 | 0 | 0 | 0 | 0 | 0 | 0 | 0 | 0 | 0 | 0 | 0 | 0 | 0
NSW | Wagga Wagga | N7 | 0 | 0 | 0 | 0 | 0 | 0 | 0 | 0 | 0 | 0 | 0 | 0 | 0 | 0 | 0 | 0 | 0 | 0 | 0 | 0 | 0
NSW | Tumut | N8 | 0 | 0 | 0 | 0 | 0 | 0 | 0 | 0 | 0 | 0 | 0 | 0 | 0 | 0 | 0 | 0 | 0 | 0 | 0 | 0 | 0
NSW | Cooma-Monaro | N9 | 0 | 0 | 200 | 200 | 200 | 200 | 200 | 200 | 200 | 200 | 200 | 200 | 200 | 200 | 200 | 200 | 200 | 200 | 200 | 200 | 200
VIC | Ovens Murray | V1 | 0 | 0 | 0 | 0 | 0 | 0 | 0 | 0 | 0 | 0 | 0 | 0 | 0 | 0 | 0 | 0 | 0 | 0 | 0 | 0 | 0
VIC | Murray River | V2 | 0 | 0 | 0 | 0 | 0 | 0 | 0 | 0 | 0 | 0 | 0 | 0 | 0 | 0 | 0 | 0 | 0 | 0 | 0 | 0 | 0
VIC | Western Victoria | V3 | 0 | 209 | 209 | 209 | 209 | 450 | 450 | 450 | 450 | 450 | 450 | 450 | 450 | 450 | 450 | 450 | 450 | 450 | 450 | 450 | 450
VIC | South West Victoria | V4 | 0 | 151.2 | 151.2 | 151.2 | 151.2 | 151.2 | 151.2 | 151.2 | 151.2 | 750 | 750 | 750 | 750 | 750 | 750 | 750 | 750 | 750 | 750 | 750 | 750
VIC | Gippsland | V5 | 0 | 0 | 0 | 0 | 0 | 0 | 0 | 138.8 | 398.8 | 964.8784 | 1328.1937 | 1631.6409 | 2000 | 2000 | 2000 | 2000 | 2000 | 2000 | 2000 | 2000 | 2000
VIC | Central North Vic | V6 | 0 | 0 | 0 | 0 | 100 | 218.8 | 700 | 800 | 800 | 800 | 800 | 800 | 800 | 800 | 800 | 800 | 800 | 800 | 800 | 800 | 800
SA | South East SA | S1 | 0 | 0 | 0 | 0 | 0 | 0 | 17.7394 | 17.7394 | 17.7394 | 55 | 55 | 55 | 55 | 55 | 55 | 55 | 55 | 55 | 55 | 55 | 55
SA | Riverland | S2 | 0 | 0 | 0 | 0 | 0 | 0 | 200 | 200 | 200 | 200 | 200 | 200 | 200 | 200 | 200 | 200 | 200 | 200 | 200 | 200 | 200
SA | Mid-North SA | S3 | 0 | 0 | 0 | 0 | 0 | 0 | 707.3876 | 707.3876 | 707.3876 | 707.3876 | 707.3876 | 707.3876 | 707.3876 | 707.3876 | 707.3876 | 707.3876 | 707.3876 | 707.3876 | 707.3876 | 707.3876 | 707.3876
SA | Yorke Peninsula | S4 | 0 | 0 | 0 | 0 | 0 | 0 | 0 | 0 | 0 | 0 | 0 | 0 | 0 | 0 | 0 | 0 | 0 | 0 | 0 | 0 | 0
SA | Northern SA | S5 | 0 | 0 | 0 | 0 | 0 | 0 | 0 | 0 | 0 | 0 | 0 | 0 | 0 | 0 | 0 | 0 | 0 | 0 | 0 | 0 | 0
SA | Leigh Creek | S6 | 0 | 0 | 0 | 0 | 0 | 0 | 0 | 0 | 0 | 0 | 0 | 0 | 0 | 0 | 0 | 0 | 0 | 0 | 0 | 0 | 0
SA | Roxby Downs | S7 | 0 | 0 | 0 | 0 | 292.6124 | 292.6124 | 292.6124 | 292.6124 | 292.6124 | 292.6124 | 292.6124 | 292.6124 | 292.6124 | 292.6124 | 292.6124 | 292.6124 | 292.6124 | 292.6124 | 292.6124 | 292.6124 | 292.6124
SA | Eastern Eyre Peninsula | S8 | 0 | 0 | 0 | 0 | 0 | 0 | 0 | 0 | 0 | 0 | 0 | 0 | 0 | 0 | 0 | 0 | 0 | 0 | 0 | 0 | 0
SA | Western Eyre Peninsula | S9 | 0 | 0 | 0 | 0 | 0 | 0 | 0 | 0 | 0 | 0 | 0 | 0 | 0 | 0 | 0 | 0 | 0 | 0 | 0 | 0 | 0
TAS | North East Tasmania | T1 | 0 | 0 | 0 | 0 | 0 | 0 | 51.0799 | 51.0799 | 51.0799 | 51.0799 | 51.0799 | 51.0799 | 51.0799 | 51.0799 | 51.0799 | 51.0799 | 250 | 250 | 250 | 250 | 250
TAS | North West Tasmania | T2 | 0 | 0 | 0 | 0 | 0 | 0 | 244.0374 | 244.0374 | 244.0374 | 244.0374 | 244.0374 | 244.0374 | 244.0374 | 244.0374 | 244.0374 | 244.0374 | 340 | 340 | 340 | 340 | 340
TAS | Tasmania Midlands | T3 | 0 | 0 | 0 | 0 | 0 | 0 | 480 | 480 | 480 | 480 | 480 | 480 | 480 | 480 | 480 | 480 | 480 | 480 | 480 | 480 | 480
Shadow REZs |  |  | 0 | 0 | 0 | 0 | 0 | 0 | 2583.4662 | 2583.4662 | 2583.4662 | 4957.9811 | 8718.6236 | 8718.6236 | 8718.6236 | 8718.6236 | 12828.6236 | 13988.6236 | 13988.6236 | 13988.6236 | 13988.6236 | 13988.6236 | 13988.6236
Total Capacity |  |  | 0 | 1877.2 | 2678.2 | 3678.2 | 4850.8124 | 5631.8866 | 11027.191 | 11545.9188 | 11881.4888 | 16678.9932 | 21044.7914 | 21885.9391 | 22291.741 | 22291.741 | 26401.741 | 27561.741 | 27856.6236 | 27856.6236 | 27856.6236 | 27856.6236 | 27856.6236

## REZCapacity_2
Installed capacity by REZ (MW) - Fast Change (DP8)
Capacity installed at the beginning of each financial year, i.e. 1st July. Years are financial year ending. This includes the cumulative development of VRE capacity beyond existing and committed projects.
Large-scale Solar
Region | REZ Name | REZ Code | 2022 | 2023 | 2024 | 2025 | 2026 | 2027 | 2028 | 2029 | 2030 | 2031 | 2032 | 2033 | 2034 | 2035 | 2036 | 2037 | 2038 | 2039 | 2040 | 2041 | 2042
QLD | Far North QLD | Q1 | 0 | 55 | 55 | 55 | 55 | 55 | 55 | 55 | 55 | 55 | 55 | 55 | 55 | 55 | 55 | 55 | 55 | 55 | 55 | 55 | 55
QLD | North Qld Clean Energy Hub | Q2 | 0 | 0 | 0 | 0 | 0 | 0 | 0 | 0 | 0 | 0 | 0 | 0 | 0 | 0 | 0 | 0 | 0 | 0 | 0 | 0 | 0
QLD | Northern Qld | Q3 | 0 | 0 | 0 | 0 | 0 | 0 | 0 | 0 | 0 | 0 | 0 | 0 | 0 | 0 | 0 | 0 | 0 | 0 | 0 | 0 | 0
QLD | Isaac | Q4 | 0 | 355 | 355 | 355 | 355 | 355 | 355 | 355 | 355 | 355 | 355 | 355 | 355 | 355 | 355 | 355 | 355 | 355 | 355 | 355 | 355
QLD | Barcaldine | Q5 | 0 | 0 | 0 | 0 | 0 | 0 | 0 | 0 | 0 | 0 | 0 | 0 | 0 | 0 | 0 | 0 | 0 | 0 | 0 | 0 | 0
QLD | Fitzroy | Q6 | 0 | 0 | 0 | 0 | 0 | 0 | 0 | 0 | 0 | 0 | 0 | 0 | 0 | 0 | 0 | 0 | 0 | 0 | 0 | 0 | 0
QLD | Wide Bay | Q7 | 0 | 0 | 0 | 0 | 0 | 0 | 0 | 0 | 0 | 0 | 0 | 0 | 69.4451 | 193.5303 | 200 | 200 | 200 | 200 | 200 | 200 | 200
QLD | Darling Downs | Q8 | 0 | 0 | 0 | 0 | 0 | 0 | 0 | 0 | 0 | 0 | 0 | 0 | 917.0287 | 917.0287 | 2793.2651 | 2793.2651 | 3797.6792 | 3797.6792 | 4532.6408 | 5057.0778 | 5057.0778
NSW | North West NSW | N1 | 0 | 115 | 115 | 115 | 115 | 115 | 115 | 115 | 115 | 115 | 485.6463 | 1100 | 1100 | 1100 | 2611.8774 | 2611.8774 | 3254.7325 | 3254.7325 | 3343.2483 | 5013.4554 | 5013.4554
NSW | New England | N2 | 0 | 115 | 115 | 115 | 300 | 300 | 300 | 300 | 300 | 300 | 300 | 300 | 300 | 300 | 300 | 300 | 300 | 300 | 300 | 300 | 300
NSW | Central-West Orana | N3 | 0 | 150 | 150 | 150 | 266.8113 | 266.8113 | 266.8113 | 266.8113 | 266.8113 | 1539.5723 | 2200 | 2200 | 2200 | 2200 | 2200 | 2200 | 2502.6974 | 2502.6974 | 2502.6974 | 2502.6974 | 2502.6974
NSW | Southern NSW Tablelands | N4 | 0 | 0 | 0 | 0 | 0 | 0 | 0 | 0 | 0 | 0 | 0 | 0 | 0 | 0 | 0 | 0 | 0 | 0 | 0 | 0 | 0
NSW | Broken Hill | N5 | 0 | 0 | 0 | 0 | 0 | 0 | 0 | 0 | 0 | 0 | 0 | 0 | 0 | 0 | 0 | 0 | 0 | 0 | 0 | 0 | 0
NSW | South West NSW | N6 | 0 | 0 | 0 | 297.3151 | 297.3151 | 483.0079 | 483.0079 | 483.0079 | 483.0079 | 483.0079 | 600 | 600 | 600 | 600 | 600 | 600 | 600 | 600 | 600 | 600 | 600
NSW | Wagga Wagga | N7 | 0 | 0 | 0 | 0 | 0 | 425.7109 | 1000 | 1000 | 1000 | 1000 | 1000 | 1000 | 1000 | 1000 | 1000 | 1000 | 1000 | 1000 | 1000 | 1000 | 1000
NSW | Tumut | N8 | 0 | 0 | 0 | 0 | 0 | 0 | 0 | 0 | 0 | 0 | 0 | 0 | 0 | 0 | 0 | 0 | 0 | 0 | 0 | 0 | 0
NSW | Cooma-Monaro | N9 | 0 | 0 | 0 | 0 | 0 | 0 | 0 | 0 | 0 | 0 | 0 | 0 | 0 | 0 | 0 | 0 | 0 | 0 | 0 | 0 | 0
VIC | Ovens Murray | V1 | 0 | 0 | 0 | 0 | 0 | 0 | 0 | 0 | 0 | 0 | 0 | 0 | 0 | 0 | 0 | 0 | 0 | 0 | 0 | 0 | 0
VIC | Murray River | V2 | 0 | 0 | 0 | 0 | 100 | 200 | 380 | 380 | 380 | 380 | 380 | 380 | 380 | 380 | 380 | 380 | 380 | 380 | 380 | 380 | 380
VIC | Western Victoria | V3 | 0 | 0 | 0 | 0 | 0 | 0 | 0 | 20 | 120 | 120 | 120 | 400 | 400 | 400 | 400 | 400 | 400 | 400 | 400 | 400 | 400
VIC | South West Victoria | V4 | 0 | 0 | 0 | 0 | 0 | 0 | 0 | 0 | 0 | 0 | 0 | 0 | 0 | 0 | 0 | 0 | 0 | 0 | 0 | 0 | 0
VIC | Gippsland | V5 | 0 | 0 | 0 | 0 | 0 | 0 | 0 | 0 | 0 | 0 | 0 | 0 | 0 | 0 | 0 | 0 | 0 | 0 | 0 | 0 | 0
VIC | Central North Vic | V6 | 0 | 0 | 0 | 0 | 0 | 0 | 0 | 0 | 0 | 0 | 0 | 0 | 0 | 0 | 0 | 0 | 0 | 0 | 0 | 0 | 0
SA | South East SA | S1 | 0 | 0 | 0 | 0 | 0 | 0 | 0 | 0 | 0 | 0 | 0 | 0 | 0 | 0 | 0 | 0 | 0 | 0 | 0 | 0 | 0
SA | Riverland | S2 | 0 | 0 | 0 | 0 | 0 | 0 | 238.855 | 238.855 | 238.855 | 641.0889 | 739.0527 | 966.6966 | 1000 | 1000 | 1000 | 1000 | 1000 | 1000 | 1000 | 1000 | 1000
SA | Mid-North SA | S3 | 0 | 0 | 0 | 0 | 0 | 0 | 0 | 0 | 0 | 0 | 0 | 0 | 0 | 0 | 0 | 0 | 0 | 0 | 0 | 0 | 0
SA | Yorke Peninsula | S4 | 0 | 0 | 0 | 0 | 0 | 0 | 0 | 0 | 0 | 0 | 0 | 0 | 0 | 0 | 0 | 0 | 0 | 0 | 0 | 0 | 0
SA | Northern SA | S5 | 0 | 0 | 0 | 0 | 0 | 0 | 0 | 0 | 0 | 0 | 0 | 0 | 0 | 0 | 0 | 0 | 0 | 0 | 0 | 0 | 0
SA | Leigh Creek | S6 | 0 | 0 | 0 | 0 | 0 | 0 | 0 | 0 | 0 | 0 | 0 | 0 | 0 | 0 | 0 | 0 | 0 | 0 | 0 | 0 | 0
SA | Roxby Downs | S7 | 0 | 0 | 0 | 0 | 141.377 | 375.1384 | 960 | 960 | 960 | 960 | 960 | 960 | 960 | 960 | 960 | 960 | 960 | 960 | 960 | 960 | 960
SA | Eastern Eyre Peninsula | S8 | 0 | 0 | 0 | 0 | 0 | 0 | 0 | 0 | 0 | 0 | 0 | 0 | 0 | 0 | 0 | 0 | 0 | 0 | 0 | 0 | 0
SA | Western Eyre Peninsula | S9 | 0 | 0 | 0 | 0 | 0 | 0 | 0 | 0 | 0 | 0 | 0 | 0 | 0 | 0 | 0 | 0 | 0 | 0 | 0 | 0 | 0
TAS | North East Tasmania | T1 | 0 | 0 | 0 | 0 | 0 | 0 | 0 | 0 | 0 | 0 | 0 | 0 | 0 | 0 | 0 | 0 | 0 | 0 | 0 | 0 | 0
TAS | North West Tasmania | T2 | 0 | 0 | 0 | 0 | 0 | 0 | 0 | 0 | 0 | 0 | 0 | 0 | 0 | 0 | 0 | 0 | 0 | 0 | 0 | 0 | 0
TAS | Tasmania Midlands | T3 | 0 | 0 | 0 | 0 | 0 | 0 | 0 | 0 | 0 | 0 | 0 | 0 | 0 | 0 | 0 | 0 | 0 | 0 | 0 | 0 | 0
Total Capacity |  |  | 0 | 790 | 790 | 1087.3151 | 1630.5034 | 2575.6685 | 4153.6742 | 4173.6742 | 4273.6742 | 5948.6692 | 7194.699 | 8316.6966 | 9336.4738 | 9460.5591 | 12855.1425 | 12855.1425 | 14805.1091 | 14805.1091 | 15628.5866 | 17823.2306 | 17823.2306
Wind
Region | REZ Name | REZ Code | 2022 | 2023 | 2024 | 2025 | 2026 | 2027 | 2028 | 2029 | 2030 | 2031 | 2032 | 2033 | 2034 | 2035 | 2036 | 2037 | 2038 | 2039 | 2040 | 2041 | 2042
QLD | Far North QLD | Q1 | 0 | 0 | 0 | 0 | 0 | 465.8118 | 600 | 600 | 600 | 645 | 645 | 645 | 645 | 645 | 1090 | 1090 | 1887.071 | 1887.071 | 1887.071 | 1887.071 | 1887.071
QLD | North Qld Clean Energy Hub | Q2 | 0 | 0 | 0 | 0 | 0 | 0 | 0 | 0 | 0 | 0 | 0 | 0 | 0 | 0 | 0 | 0 | 0 | 0 | 0 | 0 | 0
QLD | Northern Qld | Q3 | 0 | 0 | 0 | 0 | 0 | 0 | 0 | 0 | 0 | 0 | 0 | 0 | 0 | 0 | 0 | 0 | 0 | 0 | 0 | 0 | 0
QLD | Isaac | Q4 | 0 | 0 | 0 | 0 | 0 | 0 | 0 | 0 | 0 | 24.6088 | 274.3316 | 620.6139 | 620.6139 | 1000 | 1000 | 1000 | 1000 | 1000 | 1000 | 1000 | 1000
QLD | Barcaldine | Q5 | 0 | 0 | 0 | 0 | 0 | 0 | 0 | 0 | 0 | 0 | 0 | 0 | 0 | 0 | 0 | 0 | 0 | 0 | 0 | 0 | 0
QLD | Fitzroy | Q6 | 0 | 0 | 0 | 0 | 0 | 0 | 0 | 0 | 0 | 0 | 0 | 900 | 900 | 900 | 900 | 900 | 900 | 900 | 900 | 900 | 900
QLD | Wide Bay | Q7 | 0 | 0 | 0 | 0 | 0 | 0 | 0 | 0 | 0 | 0 | 0 | 0 | 0 | 0 | 300 | 300 | 300 | 300 | 300 | 300 | 300
QLD | Darling Downs | Q8 | 0 | 500 | 500 | 500 | 500 | 500 | 500 | 500 | 500 | 500 | 500 | 1492.7526 | 1551.785 | 1665.7179 | 2206.7349 | 3590.34 | 4958.5137 | 4958.5137 | 4958.5137 | 4958.5137 | 4958.5137
NSW | North West NSW | N1 | 0 | 0 | 0 | 0 | 0 | 0 | 0 | 0 | 0 | 0 | 0 | 0 | 0 | 0 | 0 | 0 | 0 | 0 | 0 | 0 | 0
NSW | New England | N2 | 0 | 0 | 0 | 0 | 0 | 0 | 0 | 0 | 0 | 532.1299 | 532.1299 | 981.3825 | 1213.1315 | 1213.1315 | 4102.4716 | 4102.4716 | 5000.5268 | 5000.5268 | 5000.5268 | 5000.5268 | 5000.5268
NSW | Central-West Orana | N3 | 0 | 0 | 0 | 0 | 0 | 0 | 0 | 0 | 0 | 800 | 800 | 800 | 800 | 800 | 800 | 800 | 800 | 800 | 800 | 800 | 800
NSW | Southern NSW Tablelands | N4 | 0 | 227 | 227 | 227 | 227 | 227 | 227 | 227 | 227 | 228 | 228 | 228 | 228 | 228 | 228 | 228 | 228 | 228 | 228 | 228 | 228
NSW | Broken Hill | N5 | 0 | 0 | 0 | 0 | 0 | 0 | 0 | 0 | 0 | 0 | 0 | 0 | 0 | 0 | 0 | 0 | 0 | 0 | 0 | 0 | 0
NSW | South West NSW | N6 | 0 | 0 | 0 | 0 | 0 | 0 | 0 | 0 | 0 | 0 | 0 | 0 | 0 | 0 | 0 | 0 | 0 | 0 | 0 | 0 | 0
NSW | Wagga Wagga | N7 | 0 | 0 | 0 | 0 | 0 | 0 | 0 | 0 | 0 | 0 | 0 | 0 | 0 | 0 | 0 | 0 | 0 | 0 | 0 | 0 | 0
NSW | Tumut | N8 | 0 | 0 | 0 | 0 | 0 | 0 | 0 | 0 | 0 | 0 | 0 | 0 | 0 | 0 | 0 | 0 | 0 | 0 | 0 | 0 | 0
NSW | Cooma-Monaro | N9 | 0 | 0 | 0 | 0 | 0 | 0 | 0 | 0 | 0 | 149.8376 | 200 | 200 | 300 | 300 | 300 | 300 | 300 | 300 | 300 | 300 | 300
VIC | Ovens Murray | V1 | 0 | 0 | 0 | 0 | 0 | 0 | 0 | 0 | 0 | 0 | 0 | 0 | 0 | 0 | 0 | 0 | 0 | 0 | 0 | 0 | 0
VIC | Murray River | V2 | 0 | 0 | 0 | 0 | 0 | 0 | 0 | 0 | 0 | 0 | 0 | 0 | 0 | 0 | 0 | 0 | 0 | 0 | 0 | 0 | 0
VIC | Western Victoria | V3 | 0 | 209 | 209 | 209 | 209 | 468.8 | 700 | 700 | 700 | 700 | 700 | 700 | 700 | 700 | 700 | 700 | 960.8875 | 960.8875 | 1050 | 1050 | 1050
VIC | South West Victoria | V4 | 0 | 151.2 | 151.2 | 151.2 | 151.2 | 151.2 | 151.2 | 411.2 | 671.2 | 671.2 | 671.2 | 671.2 | 671.2 | 671.2 | 671.2 | 673.1672 | 750 | 750 | 1095.4249 | 1677.9259 | 1677.9259
VIC | Gippsland | V5 | 0 | 0 | 0 | 0 | 0 | 0 | 0 | 0 | 0 | 0 | 0 | 0 | 0 | 0 | 0 | 0 | 0 | 0 | 0 | 0 | 0
VIC | Central North Vic | V6 | 0 | 0 | 0 | 0 | 0 | 0 | 28.8 | 28.8 | 28.8 | 28.8 | 28.8 | 28.8 | 28.8 | 28.8 | 28.8 | 28.8 | 400 | 400 | 400 | 400 | 400
SA | South East SA | S1 | 0 | 0 | 0 | 0 | 0 | 0 | 0 | 0 | 0 | 119.2983 | 357.0109 | 357.0109 | 357.0109 | 357.0109 | 357.0109 | 357.0109 | 780.2846 | 780.2846 | 800 | 800 | 800
SA | Riverland | S2 | 0 | 0 | 0 | 0 | 0 | 0 | 0 | 0 | 0 | 0 | 0 | 0 | 0 | 0 | 0 | 0 | 0 | 0 | 0 | 0 | 0
SA | Mid-North SA | S3 | 0 | 0 | 0 | 0 | 0 | 0 | 40 | 40 | 40 | 40 | 40 | 40 | 40 | 40 | 771.5345 | 771.5345 | 1200 | 1200 | 1200 | 1200 | 1200
SA | Yorke Peninsula | S4 | 0 | 0 | 0 | 0 | 0 | 0 | 0 | 0 | 0 | 0 | 0 | 0 | 0 | 0 | 0 | 113.5273 | 400 | 400 | 400 | 400 | 400
SA | Northern SA | S5 | 0 | 0 | 0 | 0 | 0 | 0 | 0 | 0 | 0 | 0 | 0 | 0 | 0 | 0 | 0 | 0 | 0 | 0 | 0 | 0 | 0
SA | Leigh Creek | S6 | 0 | 0 | 0 | 0 | 0 | 0 | 0 | 0 | 0 | 0 | 0 | 0 | 0 | 0 | 0 | 0 | 0 | 0 | 0 | 0 | 0
SA | Roxby Downs | S7 | 0 | 0 | 0 | 0 | 0 | 0 | 0 | 0 | 0 | 0 | 0 | 0 | 0 | 0 | 0 | 0 | 0 | 0 | 0 | 0 | 0
SA | Eastern Eyre Peninsula | S8 | 0 | 0 | 0 | 0 | 0 | 0 | 0 | 0 | 0 | 0 | 0 | 0 | 0 | 0 | 0 | 0 | 0 | 0 | 0 | 0 | 0
SA | Western Eyre Peninsula | S9 | 0 | 0 | 0 | 0 | 0 | 0 | 0 | 0 | 0 | 0 | 0 | 0 | 0 | 0 | 0 | 0 | 0 | 0 | 0 | 0 | 0
TAS | North East Tasmania | T1 | 0 | 0 | 0 | 0 | 0 | 0 | 0 | 0 | 0 | 0 | 0 | 0 | 0 | 0 | 0 | 0 | 0 | 0 | 0 | 0 | 0
TAS | North West Tasmania | T2 | 0 | 0 | 0 | 0 | 0 | 0 | 0 | 0 | 0 | 0 | 0 | 0 | 0 | 0 | 0 | 0 | 0 | 0 | 0 | 0 | 0
TAS | Tasmania Midlands | T3 | 0 | 0 | 0 | 0 | 0 | 0 | 514.2683 | 514.2683 | 514.2683 | 663.7565 | 900 | 1131.3752 | 1131.3752 | 1131.3752 | 1131.3752 | 1131.3752 | 1256.0541 | 1256.0541 | 1256.0541 | 1256.0541 | 1256.0541
Total Capacity |  |  | 0 | 1087.2 | 1087.2 | 1087.2 | 1087.2 | 1812.8118 | 2761.2683 | 3021.2683 | 3281.2683 | 5102.6311 | 5876.4724 | 8796.1351 | 9186.9164 | 9680.2355 | 14587.1271 | 16086.2267 | 21121.3377 | 21121.3377 | 21575.5905 | 22158.0915 | 22158.0915
Large-scale Solar and Wind (Utility)
Region | REZ Name | REZ Code | 2022 | 2023 | 2024 | 2025 | 2026 | 2027 | 2028 | 2029 | 2030 | 2031 | 2032 | 2033 | 2034 | 2035 | 2036 | 2037 | 2038 | 2039 | 2040 | 2041 | 2042
QLD | Far North QLD | Q1 | 0 | 55 | 55 | 55 | 55 | 520.8118 | 655 | 655 | 655 | 700 | 700 | 700 | 700 | 700 | 1145 | 1145 | 1942.071 | 1942.071 | 1942.071 | 1942.071 | 1942.071
QLD | North Qld Clean Energy Hub | Q2 | 0 | 0 | 0 | 0 | 0 | 0 | 0 | 0 | 0 | 0 | 0 | 0 | 0 | 0 | 0 | 0 | 0 | 0 | 0 | 0 | 0
QLD | Northern Qld | Q3 | 0 | 0 | 0 | 0 | 0 | 0 | 0 | 0 | 0 | 0 | 0 | 0 | 0 | 0 | 0 | 0 | 0 | 0 | 0 | 0 | 0
QLD | Isaac | Q4 | 0 | 355 | 355 | 355 | 355 | 355 | 355 | 355 | 355 | 379.6088 | 629.3316 | 975.6139 | 975.6139 | 1355 | 1355 | 1355 | 1355 | 1355 | 1355 | 1355 | 1355
QLD | Barcaldine | Q5 | 0 | 0 | 0 | 0 | 0 | 0 | 0 | 0 | 0 | 0 | 0 | 0 | 0 | 0 | 0 | 0 | 0 | 0 | 0 | 0 | 0
QLD | Fitzroy | Q6 | 0 | 0 | 0 | 0 | 0 | 0 | 0 | 0 | 0 | 0 | 0 | 900 | 900 | 900 | 900 | 900 | 900 | 900 | 900 | 900 | 900
QLD | Wide Bay | Q7 | 0 | 0 | 0 | 0 | 0 | 0 | 0 | 0 | 0 | 0 | 0 | 0 | 69.4451 | 193.5303 | 500 | 500 | 500 | 500 | 500 | 500 | 500
QLD | Darling Downs | Q8 | 0 | 500 | 500 | 500 | 500 | 500 | 500 | 500 | 500 | 500 | 500 | 1492.7526 | 2468.8137 | 2582.7467 | 5000 | 6383.6051 | 8756.1929 | 8756.1929 | 9491.1545 | 10015.5915 | 10015.5915
NSW | North West NSW | N1 | 0 | 115 | 115 | 115 | 115 | 115 | 115 | 115 | 115 | 115 | 485.6463 | 1100 | 1100 | 1100 | 2611.8774 | 2611.8774 | 3254.7325 | 3254.7325 | 3343.2483 | 5013.4554 | 5013.4554
NSW | New England | N2 | 0 | 115 | 115 | 115 | 300 | 300 | 300 | 300 | 300 | 832.1299 | 832.1299 | 1281.3825 | 1513.1315 | 1513.1315 | 4402.4716 | 4402.4716 | 5300.5268 | 5300.5268 | 5300.5268 | 5300.5268 | 5300.5268
NSW | Central-West Orana | N3 | 0 | 150 | 150 | 150 | 266.8113 | 266.8113 | 266.8113 | 266.8113 | 266.8113 | 2339.5723 | 3000 | 3000 | 3000 | 3000 | 3000 | 3000 | 3302.6974 | 3302.6974 | 3302.6974 | 3302.6974 | 3302.6974
NSW | Southern NSW Tablelands | N4 | 0 | 227 | 227 | 227 | 227 | 227 | 227 | 227 | 227 | 228 | 228 | 228 | 228 | 228 | 228 | 228 | 228 | 228 | 228 | 228 | 228
NSW | Broken Hill | N5 | 0 | 0 | 0 | 0 | 0 | 0 | 0 | 0 | 0 | 0 | 0 | 0 | 0 | 0 | 0 | 0 | 0 | 0 | 0 | 0 | 0
NSW | South West NSW | N6 | 0 | 0 | 0 | 297.3151 | 297.3151 | 483.0079 | 483.0079 | 483.0079 | 483.0079 | 483.0079 | 600 | 600 | 600 | 600 | 600 | 600 | 600 | 600 | 600 | 600 | 600
NSW | Wagga Wagga | N7 | 0 | 0 | 0 | 0 | 0 | 425.7109 | 1000 | 1000 | 1000 | 1000 | 1000 | 1000 | 1000 | 1000 | 1000 | 1000 | 1000 | 1000 | 1000 | 1000 | 1000
NSW | Tumut | N8 | 0 | 0 | 0 | 0 | 0 | 0 | 0 | 0 | 0 | 0 | 0 | 0 | 0 | 0 | 0 | 0 | 0 | 0 | 0 | 0 | 0
NSW | Cooma-Monaro | N9 | 0 | 0 | 0 | 0 | 0 | 0 | 0 | 0 | 0 | 149.8376 | 200 | 200 | 300 | 300 | 300 | 300 | 300 | 300 | 300 | 300 | 300
VIC | Ovens Murray | V1 | 0 | 0 | 0 | 0 | 0 | 0 | 0 | 0 | 0 | 0 | 0 | 0 | 0 | 0 | 0 | 0 | 0 | 0 | 0 | 0 | 0
VIC | Murray River | V2 | 0 | 0 | 0 | 0 | 100 | 200 | 380 | 380 | 380 | 380 | 380 | 380 | 380 | 380 | 380 | 380 | 380 | 380 | 380 | 380 | 380
VIC | Western Victoria | V3 | 0 | 209 | 209 | 209 | 209 | 468.8 | 700 | 720 | 820 | 820 | 820 | 1100 | 1100 | 1100 | 1100 | 1100 | 1360.8875 | 1360.8875 | 1450 | 1450 | 1450
VIC | South West Victoria | V4 | 0 | 151.2 | 151.2 | 151.2 | 151.2 | 151.2 | 151.2 | 411.2 | 671.2 | 671.2 | 671.2 | 671.2 | 671.2 | 671.2 | 671.2 | 673.1672 | 750 | 750 | 1095.4249 | 1677.9259 | 1677.9259
VIC | Gippsland | V5 | 0 | 0 | 0 | 0 | 0 | 0 | 0 | 0 | 0 | 0 | 0 | 0 | 0 | 0 | 0 | 0 | 0 | 0 | 0 | 0 | 0
VIC | Central North Vic | V6 | 0 | 0 | 0 | 0 | 0 | 0 | 28.8 | 28.8 | 28.8 | 28.8 | 28.8 | 28.8 | 28.8 | 28.8 | 28.8 | 28.8 | 400 | 400 | 400 | 400 | 400
SA | South East SA | S1 | 0 | 0 | 0 | 0 | 0 | 0 | 0 | 0 | 0 | 119.2983 | 357.0109 | 357.0109 | 357.0109 | 357.0109 | 357.0109 | 357.0109 | 780.2846 | 780.2846 | 800 | 800 | 800
SA | Riverland | S2 | 0 | 0 | 0 | 0 | 0 | 0 | 238.855 | 238.855 | 238.855 | 641.0889 | 739.0527 | 966.6966 | 1000 | 1000 | 1000 | 1000 | 1000 | 1000 | 1000 | 1000 | 1000
SA | Mid-North SA | S3 | 0 | 0 | 0 | 0 | 0 | 0 | 40 | 40 | 40 | 40 | 40 | 40 | 40 | 40 | 771.5345 | 771.5345 | 1200 | 1200 | 1200 | 1200 | 1200
SA | Yorke Peninsula | S4 | 0 | 0 | 0 | 0 | 0 | 0 | 0 | 0 | 0 | 0 | 0 | 0 | 0 | 0 | 0 | 113.5273 | 400 | 400 | 400 | 400 | 400
SA | Northern SA | S5 | 0 | 0 | 0 | 0 | 0 | 0 | 0 | 0 | 0 | 0 | 0 | 0 | 0 | 0 | 0 | 0 | 0 | 0 | 0 | 0 | 0
SA | Leigh Creek | S6 | 0 | 0 | 0 | 0 | 0 | 0 | 0 | 0 | 0 | 0 | 0 | 0 | 0 | 0 | 0 | 0 | 0 | 0 | 0 | 0 | 0
SA | Roxby Downs | S7 | 0 | 0 | 0 | 0 | 141.377 | 375.1384 | 960 | 960 | 960 | 960 | 960 | 960 | 960 | 960 | 960 | 960 | 960 | 960 | 960 | 960 | 960
SA | Eastern Eyre Peninsula | S8 | 0 | 0 | 0 | 0 | 0 | 0 | 0 | 0 | 0 | 0 | 0 | 0 | 0 | 0 | 0 | 0 | 0 | 0 | 0 | 0 | 0
SA | Western Eyre Peninsula | S9 | 0 | 0 | 0 | 0 | 0 | 0 | 0 | 0 | 0 | 0 | 0 | 0 | 0 | 0 | 0 | 0 | 0 | 0 | 0 | 0 | 0
TAS | North East Tasmania | T1 | 0 | 0 | 0 | 0 | 0 | 0 | 0 | 0 | 0 | 0 | 0 | 0 | 0 | 0 | 0 | 0 | 0 | 0 | 0 | 0 | 0
TAS | North West Tasmania | T2 | 0 | 0 | 0 | 0 | 0 | 0 | 0 | 0 | 0 | 0 | 0 | 0 | 0 | 0 | 0 | 0 | 0 | 0 | 0 | 0 | 0
TAS | Tasmania Midlands | T3 | 0 | 0 | 0 | 0 | 0 | 0 | 514.2683 | 514.2683 | 514.2683 | 663.7565 | 900 | 1131.3752 | 1131.3752 | 1131.3752 | 1131.3752 | 1131.3752 | 1256.0541 | 1256.0541 | 1256.0541 | 1256.0541 | 1256.0541
Total Capacity |  |  | 0 | 1877.2 | 1877.2 | 2174.5151 | 2717.7034 | 4388.4803 | 6914.9425 | 7194.9425 | 7554.9425 | 11051.3003 | 13071.1714 | 17112.8317 | 18523.3902 | 19140.7946 | 27442.2696 | 28941.3692 | 35926.4468 | 35926.4468 | 37204.1771 | 39981.3221 | 39981.3221

## REZGeneration_1
Annual as-generated generation by REZ (GWh) - Fast Change (Counterfactual)
Years are financial year ending.
Large-scale Solar
Region | REZ Name | REZ Code | 2022 | 2023 | 2024 | 2025 | 2026 | 2027 | 2028 | 2029 | 2030 | 2031 | 2032 | 2033 | 2034 | 2035 | 2036 | 2037 | 2038 | 2039 | 2040 | 2041 | 2042
QLD | Far North QLD | Q1 | 0 | 140.8879 | 136.4075 | 139.1336 | 141.4809 | 138.7521 | 141.4105 | 120.7583 | 132.4248 | 134.3101 | 131.3179 | 141.253 | 137.0701 | 138.2684 | 140.9981 | 138.4301 | 140.6534 | 120.8234 | 132.7379 | 133.4909 | 130.3987
QLD | North Qld Clean Energy Hub | Q2 | 0 | 0 | 0 | 0 | 0 | 0 | 0 | 0 | 0 | 0 | 0 | 0 | 0 | 0 | 0 | 0 | 0 | 0 | 0 | 0 | 0
QLD | Northern Qld | Q3 | 0 | 0 | 0 | 0 | 0 | 0 | 0 | 0 | 0 | 0 | 0 | 0 | 0 | 0 | 0 | 0 | 0 | 0 | 0 | 0 | 0
QLD | Isaac | Q4 | 0 | 943.8288 | 939.864 | 931.4833 | 942.5551 | 948.5184 | 948.6625 | 776.5078 | 875.6631 | 885.0212 | 918.6915 | 948.4187 | 940.6204 | 930.1574 | 943.1131 | 940.4122 | 945.9594 | 776.763 | 876.7998 | 882.6435 | 914.8727
QLD | Barcaldine | Q5 | 0 | 0 | 0 | 0 | 0 | 0 | 0 | 0 | 0 | 0 | 0 | 0 | 0 | 0 | 0 | 0 | 0 | 0 | 0 | 0 | 0
QLD | Fitzroy | Q6 | 0 | 0 | 0 | 0 | 0 | 995.3788 | 970.6152 | 800.7601 | 898.5623 | 905.4217 | 964.2622 | 971.5884 | 977.2169 | 985.2099 | 994.8356 | 991.6481 | 967.6078 | 801.6008 | 900.4121 | 901.8127 | 963.4793
QLD | Wide Bay | Q7 | 0 | 0 | 0 | 0 | 0 | 0 | 0 | 0 | 0 | 0 | 315.6412 | 827.4151 | 908.4487 | 934.1932 | 941.2325 | 940.9158 | 915.5802 | 758.3745 | 850.88 | 862.062 | 932.9281
QLD | Darling Downs | Q8 | 0 | 0 | 0 | 0 | 0 | 159.9854 | 744.6924 | 626.3247 | 679.6145 | 2840.9544 | 3353.3526 | 3323.4213 | 3228.9183 | 3252.2588 | 3352.5076 | 3339.876 | 3295.9891 | 2816.4515 | 3038.7757 | 3125.0013 | 3330.7153
NSW | North West NSW | N1 | 0 | 314.7508 | 315.5549 | 305.9138 | 327.1153 | 328.8207 | 318.7599 | 277.3019 | 291.3292 | 308.1046 | 320.6875 | 318.3106 | 315.906 | 307.7533 | 327.3721 | 329.0927 | 316.3464 | 278.2499 | 292.6406 | 307.4813 | 319.6384
NSW | New England | N2 | 0 | 289.6845 | 292.4204 | 274.3254 | 482.7244 | 474.3115 | 476.4622 | 401.1071 | 429.4198 | 447.8745 | 487.9165 | 476.3378 | 475.867 | 448.6418 | 484.2471 | 474.9998 | 473.546 | 403.8403 | 429.838 | 445.6586 | 486.3626
NSW | Central-West Orana | N3 | 0 | 373.387 | 366.6412 | 363.2017 | 1784.115 | 1765.5975 | 1768.9866 | 1529.6111 | 1590.3711 | 1699.2738 | 1774.0799 | 1767.9561 | 1709.558 | 1690.7913 | 1785.3786 | 1767.8901 | 1758.0806 | 1541.5561 | 1596.8562 | 1699.3152 | 1769.9112
NSW | Southern NSW Tablelands | N4 | 0 | 0 | 0 | 0 | 0 | 0 | 0 | 0 | 0 | 0 | 0 | 0 | 0 | 0 | 0 | 0 | 0 | 0 | 0 | 0 | 0
NSW | Broken Hill | N5 | 0 | 0 | 0 | 0 | 0 | 0 | 0 | 0 | 0 | 0 | 0 | 0 | 0 | 0 | 0 | 0 | 0 | 0 | 0 | 0 | 0
NSW | South West NSW | N6 | 0 | 0 | 0 | 0 | 0 | 0 | 0 | 0 | 0 | 0 | 0 | 0 | 0 | 0 | 0 | 0 | 0 | 0 | 0 | 0 | 0
NSW | Wagga Wagga | N7 | 0 | 0 | 0 | 0 | 0 | 0 | 0 | 0 | 0 | 0 | 0 | 0 | 0 | 0 | 0 | 0 | 0 | 0 | 0 | 0 | 0
NSW | Tumut | N8 | 0 | 0 | 0 | 0 | 0 | 0 | 0 | 0 | 0 | 0 | 0 | 0 | 0 | 0 | 0 | 0 | 0 | 0 | 0 | 0 | 0
NSW | Cooma-Monaro | N9 | 0 | 0 | 0 | 0 | 0 | 0 | 0 | 0 | 0 | 0 | 0 | 0 | 0 | 0 | 0 | 0 | 0 | 0 | 0 | 0 | 0
VIC | Ovens Murray | V1 | 0 | 0 | 0 | 0 | 0 | 0 | 0 | 0 | 0 | 0 | 0 | 0 | 0 | 0 | 0 | 0 | 0 | 0 | 0 | 0 | 0
VIC | Murray River | V2 | 0 | 0 | 0 | 0 | 0 | 0 | 0 | 0 | 0 | 0 | 0 | 0 | 0 | 0 | 0 | 0 | 0 | 0 | 0 | 0 | 0
VIC | Western Victoria | V3 | 0 | 0 | 0 | 0 | 0 | 0 | 0 | 0 | 0 | 0 | 0 | 0 | 0 | 0 | 0 | 0 | 0 | 0 | 0 | 0 | 0
VIC | South West Victoria | V4 | 0 | 0 | 0 | 0 | 0 | 0 | 0 | 0 | 0 | 0 | 0 | 0 | 0 | 0 | 0 | 0 | 0 | 0 | 0 | 0 | 0
VIC | Gippsland | V5 | 0 | 0 | 0 | 0 | 0 | 0 | 0 | 0 | 0 | 0 | 0 | 0 | 0 | 0 | 0 | 0 | 0 | 0 | 0 | 0 | 0
VIC | Central North Vic | V6 | 0 | 0 | 0 | 0 | 236.8775 | 482.9087 | 683.2538 | 820.9655 | 848.7894 | 837.9606 | 817.5004 | 908.5131 | 853.4555 | 828.6464 | 951.4102 | 960.4557 | 907.9463 | 827.072 | 851.3513 | 833.9118 | 815.1103
SA | South East SA | S1 | 0 | 0 | 0 | 0 | 0 | 0 | 42.047 | 37.8143 | 40.5845 | 39.0413 | 39.0073 | 42.0121 | 41.07 | 38.5289 | 39.8687 | 40.0943 | 42.1063 | 38.3117 | 40.2389 | 39.6955 | 39.5947
SA | Riverland | S2 | 0 | 0 | 0 | 0 | 0 | 0 | 525.4848 | 483.6029 | 497.1606 | 489.8322 | 500.7036 | 523.8717 | 503.7228 | 505.4054 | 509.6087 | 524.3704 | 523.8931 | 486.699 | 493.9216 | 489.5936 | 498.4486
SA | Mid-North SA | S3 | 0 | 0 | 0 | 0 | 0 | 0 | 0 | 0 | 0 | 0 | 0 | 0 | 0 | 0 | 0 | 0 | 0 | 0 | 0 | 0 | 0
SA | Yorke Peninsula | S4 | 0 | 0 | 0 | 0 | 0 | 0 | 0 | 0 | 0 | 0 | 0 | 0 | 0 | 0 | 0 | 0 | 0 | 0 | 0 | 0 | 0
SA | Northern SA | S5 | 0 | 0 | 0 | 0 | 0 | 0 | 0 | 0 | 0 | 0 | 0 | 0 | 0 | 0 | 0 | 0 | 0 | 0 | 0 | 0 | 0
SA | Leigh Creek | S6 | 0 | 0 | 0 | 0 | 0 | 0 | 0 | 0 | 0 | 0 | 0 | 0 | 0 | 0 | 0 | 0 | 0 | 0 | 0 | 0 | 0
SA | Roxby Downs | S7 | 0 | 0 | 0 | 0 | 819.2305 | 839.7828 | 845.5979 | 780.2883 | 803.0763 | 798.6667 | 830.755 | 842.5724 | 798.052 | 823.6557 | 820.7023 | 842.6722 | 842.7721 | 782.1929 | 802.2513 | 802.2922 | 828.7986
SA | Eastern Eyre Peninsula | S8 | 0 | 0 | 0 | 0 | 0 | 0 | 0 | 0 | 0 | 0 | 0 | 0 | 0 | 0 | 0 | 0 | 0 | 0 | 0 | 0 | 0
SA | Western Eyre Peninsula | S9 | 0 | 0 | 0 | 0 | 0 | 0 | 0 | 0 | 0 | 0 | 0 | 0 | 0 | 0 | 0 | 0 | 0 | 0 | 0 | 0 | 0
TAS | North East Tasmania | T1 | 0 | 0 | 0 | 0 | 0 | 0 | 0 | 0 | 0 | 0 | 0 | 0 | 0 | 0 | 0 | 0 | 0 | 0 | 0 | 0 | 0
TAS | North West Tasmania | T2 | 0 | 0 | 0 | 0 | 0 | 0 | 304.7945 | 289.6701 | 299.0721 | 295.383 | 293.4725 | 304.3513 | 315.5627 | 288.3234 | 298.1963 | 287.007 | 304.7768 | 291.802 | 299.8615 | 294.9438 | 292.7055
TAS | Tasmania Midlands | T3 | 0 | 0 | 0 | 0 | 0 | 0 | 0 | 0 | 0 | 0 | 0 | 0 | 0 | 0 | 0 | 0 | 0 | 0 | 0 | 0 | 0
Shadow REZs |  |  | 0 | 0 | 0 | 0 | 0 | 0 | 5454.492 | 4853.9918 | 4882.0344 | 7288.4289 | 8685.5091 | 9157.0033 | 8847.1103 | 8731.3113 | 9061.0701 | 8925.0495 | 9204.4843 | 8229.0643 | 8309.8447 | 8688.7151 | 8710.608
Total Generation |  |  | 0 | 2062.539 | 2050.888 | 2014.0578 | 4734.0987 | 6134.0559 | 13225.2593 | 11798.7037 | 12268.1022 | 16970.273 | 19432.8972 | 20553.0247 | 20052.5787 | 19903.1453 | 20650.5409 | 20502.9139 | 20639.7419 | 18152.8015 | 18916.4095 | 19506.6177 | 20033.5719
Wind
Region | REZ Name | REZ Code | 2022 | 2023 | 2024 | 2025 | 2026 | 2027 | 2028 | 2029 | 2030 | 2031 | 2032 | 2033 | 2034 | 2035 | 2036 | 2037 | 2038 | 2039 | 2040 | 2041 | 2042
QLD | Far North QLD | Q1 | 0 | 0 | 2773.307 | 2766.6459 | 3250.2109 | 3220.8078 | 3099.6934 | 3023.388 | 3163.7544 | 3141.9353 | 3086.1652 | 3016.954 | 2846.767 | 2878.6194 | 3102.0954 | 3135.9026 | 3323.5342 | 3003.0072 | 3187.0149 | 3291.7029 | 3176.3613
QLD | North Qld Clean Energy Hub | Q2 | 0 | 0 | 0 | 0 | 0 | 0 | 0 | 0 | 0 | 0 | 0 | 0 | 0 | 0 | 0 | 0 | 0 | 0 | 0 | 0 | 0
QLD | Northern Qld | Q3 | 0 | 0 | 0 | 0 | 0 | 0 | 0 | 0 | 0 | 0 | 0 | 0 | 0 | 0 | 0 | 0 | 0 | 0 | 0 | 0 | 0
QLD | Isaac | Q4 | 0 | 0 | 0 | 3541.2163 | 3578.958 | 3785.4202 | 3542.2295 | 3534.6859 | 3473.4941 | 3543.6358 | 3737.8485 | 3492.1865 | 3378.7691 | 3515.651 | 3563.9205 | 3740.2871 | 3627.6698 | 3527.1227 | 3485.6856 | 3601.6323 | 3774.7336
QLD | Barcaldine | Q5 | 0 | 0 | 0 | 0 | 0 | 0 | 0 | 0 | 0 | 0 | 0 | 0 | 0 | 0 | 0 | 0 | 0 | 0 | 0 | 0 | 0
QLD | Fitzroy | Q6 | 0 | 0 | 0 | 0 | 0 | 0 | 297.8621 | 315.6011 | 315.7026 | 301.0508 | 299.2931 | 291.7789 | 287.3374 | 301.875 | 293.1546 | 317.8761 | 308.2331 | 314.774 | 315.3429 | 308.4926 | 305.5549
QLD | Wide Bay | Q7 | 0 | 0 | 0 | 0 | 0 | 0 | 0 | 0 | 0 | 412.3802 | 391.7989 | 380.3738 | 383.1687 | 386.5177 | 402.8752 | 432.97 | 401.6677 | 410.7396 | 419.6972 | 423.0526 | 400.5225
QLD | Darling Downs | Q8 | 0 | 1814.8218 | 1809.0915 | 1762.7154 | 1819.6957 | 1937.8141 | 2954.1865 | 4119.1347 | 4349.664 | 5184.8929 | 4941.2743 | 6032.665 | 6099.2038 | 5974.9034 | 6159.6599 | 6601.214 | 6211.3546 | 6368.1608 | 6258.4921 | 6315.8181 | 5976.9136
NSW | North West NSW | N1 | 0 | 0 | 0 | 0 | 0 | 0 | 0 | 0 | 0 | 0 | 0 | 0 | 0 | 0 | 0 | 0 | 0 | 0 | 0 | 0 | 0
NSW | New England | N2 | 0 | 0 | 0 | 0 | 360.6135 | 370.3531 | 343.5732 | 384.4387 | 358.5969 | 362.7511 | 321.8435 | 343.7234 | 324.5865 | 342.5667 | 347.3956 | 357.5082 | 337.7822 | 371.6647 | 349.393 | 356.6837 | 318.2017
NSW | Central-West Orana | N3 | 0 | 0 | 0 | 0 | 0 | 0 | 0 | 0 | 0 | 0 | 0 | 0 | 0 | 0 | 0 | 0 | 0 | 0 | 0 | 0 | 0
NSW | Southern NSW Tablelands | N4 | 0 | 786.6792 | 821.3265 | 836.5441 | 854.8983 | 771.0213 | 787.3296 | 813.8264 | 764.8963 | 819.5575 | 855.6413 | 778.7964 | 815.5358 | 840.112 | 842.8966 | 767.7395 | 778.8038 | 807.2126 | 765.0018 | 816.8945 | 857.2811
NSW | Broken Hill | N5 | 0 | 0 | 0 | 0 | 0 | 0 | 0 | 0 | 0 | 0 | 0 | 0 | 0 | 0 | 0 | 0 | 0 | 0 | 0 | 0 | 0
NSW | South West NSW | N6 | 0 | 0 | 0 | 0 | 0 | 0 | 0 | 0 | 0 | 0 | 0 | 0 | 0 | 0 | 0 | 0 | 0 | 0 | 0 | 0 | 0
NSW | Wagga Wagga | N7 | 0 | 0 | 0 | 0 | 0 | 0 | 0 | 0 | 0 | 0 | 0 | 0 | 0 | 0 | 0 | 0 | 0 | 0 | 0 | 0 | 0
NSW | Tumut | N8 | 0 | 0 | 0 | 0 | 0 | 0 | 0 | 0 | 0 | 0 | 0 | 0 | 0 | 0 | 0 | 0 | 0 | 0 | 0 | 0 | 0
NSW | Cooma-Monaro | N9 | 0 | 0 | 636.2458 | 637.8287 | 680.6383 | 632.0079 | 597.3228 | 609.9471 | 587.0679 | 622.8339 | 655.516 | 590.9147 | 633.4077 | 637.8403 | 645.2143 | 616.9826 | 580.2205 | 589.1305 | 579.1988 | 614.732 | 648.0507
VIC | Ovens Murray | V1 | 0 | 0 | 0 | 0 | 0 | 0 | 0 | 0 | 0 | 0 | 0 | 0 | 0 | 0 | 0 | 0 | 0 | 0 | 0 | 0 | 0
VIC | Murray River | V2 | 0 | 0 | 0 | 0 | 0 | 0 | 0 | 0 | 0 | 0 | 0 | 0 | 0 | 0 | 0 | 0 | 0 | 0 | 0 | 0 | 0
VIC | Western Victoria | V3 | 0 | 669.7939 | 645.3293 | 639.8693 | 663.7922 | 1414.9828 | 1369.4491 | 1437.4404 | 1440.3661 | 1295.2966 | 1337.2431 | 1251.8083 | 1242.2772 | 1185.7603 | 1341.8334 | 1259.0085 | 1103.5094 | 1185.3343 | 1186.8403 | 1128.3413 | 1064.2698
VIC | South West Victoria | V4 | 0 | 452.282 | 464.1557 | 486.0178 | 507.7851 | 500.3615 | 442.3817 | 456.8245 | 487.027 | 2262.5493 | 2517.1621 | 2085.2967 | 2135.9536 | 2255.3417 | 2388.364 | 2331.3361 | 1918.7814 | 2133.1487 | 2279.8769 | 2119.8187 | 2192.3511
VIC | Gippsland | V5 | 0 | 0 | 0 | 0 | 0 | 0 | 0 | 379.7263 | 1077.8914 | 2517.3 | 4023.9439 | 4248.1442 | 5011.9792 | 5502.4637 | 5530.3173 | 5233.351 | 5096.3286 | 5193.9453 | 5205.6697 | 5131.6988 | 5958.5478
VIC | Central North Vic | V6 | 0 | 0 | 0 | 0 | 0 | 47.5456 | 1059.64 | 1043.698 | 1036.1031 | 922.1877 | 938.586 | 998.7845 | 932.5004 | 879.2021 | 974.2965 | 925.9994 | 935.7742 | 916.1441 | 885.0037 | 850.2521 | 826.9734
SA | South East SA | S1 | 0 | 0 | 0 | 0 | 0 | 0 | 0 | 0 | 0 | 95.8296 | 104.7838 | 94.7275 | 99.4865 | 94.7597 | 113.7235 | 111.4162 | 102.9672 | 108.7231 | 117.4135 | 106.1024 | 110.9696
SA | Riverland | S2 | 0 | 0 | 0 | 0 | 0 | 0 | 0 | 0 | 0 | 0 | 0 | 0 | 0 | 0 | 0 | 0 | 0 | 0 | 0 | 0 | 0
SA | Mid-North SA | S3 | 0 | 0 | 0 | 0 | 0 | 0 | 1984.2291 | 2055.2972 | 2080.8935 | 1965.0961 | 2040.4513 | 1983.0103 | 2016.2514 | 1977.4773 | 2388.6466 | 2289.4089 | 2111.5604 | 2232.0138 | 2259.1266 | 2147.0478 | 2174.4187
SA | Yorke Peninsula | S4 | 0 | 0 | 0 | 0 | 0 | 0 | 0 | 0 | 0 | 0 | 0 | 0 | 0 | 0 | 0 | 0 | 0 | 0 | 0 | 0 | 0
SA | Northern SA | S5 | 0 | 0 | 0 | 0 | 0 | 0 | 0 | 0 | 0 | 0 | 0 | 0 | 0 | 0 | 0 | 0 | 0 | 0 | 0 | 0 | 0
SA | Leigh Creek | S6 | 0 | 0 | 0 | 0 | 0 | 0 | 0 | 0 | 0 | 0 | 0 | 0 | 0 | 0 | 0 | 0 | 0 | 0 | 0 | 0 | 0
SA | Roxby Downs | S7 | 0 | 0 | 0 | 0 | 0 | 0 | 0 | 0 | 0 | 0 | 0 | 0 | 0 | 0 | 0 | 0 | 0 | 0 | 0 | 0 | 0
SA | Eastern Eyre Peninsula | S8 | 0 | 0 | 0 | 0 | 0 | 0 | 0 | 0 | 0 | 0 | 0 | 0 | 0 | 0 | 0 | 0 | 0 | 0 | 0 | 0 | 0
SA | Western Eyre Peninsula | S9 | 0 | 0 | 0 | 0 | 0 | 0 | 0 | 0 | 0 | 0 | 0 | 0 | 0 | 0 | 0 | 0 | 0 | 0 | 0 | 0 | 0
TAS | North East Tasmania | T1 | 0 | 0 | 0 | 0 | 0 | 0 | 169.888 | 171.9542 | 164.9786 | 156.7498 | 167.8986 | 159.6692 | 156.1078 | 165.7895 | 166.5582 | 164.6134 | 710.6648 | 736.8282 | 700.6305 | 665.7138 | 663.821
TAS | North West Tasmania | T2 | 0 | 0 | 0 | 0 | 0 | 0 | 331.1279 | 343.1955 | 345.7979 | 304.2844 | 328.4827 | 312.8327 | 299.7831 | 303.6691 | 340.8721 | 320.0682 | 544.7419 | 570.396 | 584.1817 | 516.0618 | 522.6166
TAS | Tasmania Midlands | T3 | 0 | 0 | 0 | 0 | 0 | 0 | 2100.1583 | 2117.3296 | 2119.2398 | 2070.0972 | 2118.5461 | 2069.0235 | 1970.8798 | 2071.6818 | 2139.7645 | 2184.259 | 1989.0817 | 2051.4394 | 2047.5626 | 1989.5507 | 2010.4677
Shadow REZs |  |  | 0 | 0 | 0 | 0 | 0 | 0 | 0 | 0 | 0 | 3904.2344 | 12208.2197 | 12579.2107 | 12795.805 | 13209.5427 | 25645.5781 | 28967.1887 | 27457.5262 | 29544.1969 | 27201.6499 | 27701.0736 | 26780.1608
Total Generation |  |  | 0 | 3723.5769 | 7149.4558 | 10670.8374 | 11716.5919 | 12680.3143 | 19079.0713 | 20806.4877 | 21765.4737 | 29882.6626 | 40074.6982 | 40709.9003 | 41429.8001 | 42523.7736 | 56387.1666 | 59757.1293 | 57540.2017 | 60063.9819 | 57827.7816 | 58084.6698 | 57762.2158

## REZGeneration_2
Annual as-generated generation by REZ (GWh) - Fast Change (DP8)
Years are financial year ending.
Large-scale Solar
Region | REZ Name | REZ Code | 2022 | 2023 | 2024 | 2025 | 2026 | 2027 | 2028 | 2029 | 2030 | 2031 | 2032 | 2033 | 2034 | 2035 | 2036 | 2037 | 2038 | 2039 | 2040 | 2041 | 2042
QLD | Far North QLD | Q1 | 0 | 140.8879 | 136.4075 | 139.1336 | 141.4809 | 138.7521 | 140.5661 | 120.7583 | 132.1846 | 134.0121 | 131.3179 | 141.253 | 136.8877 | 137.9834 | 140.6396 | 138.1445 | 139.0208 | 120.8234 | 132.4977 | 130.6105 | 127.8999
QLD | North Qld Clean Energy Hub | Q2 | 0 | 0 | 0 | 0 | 0 | 0 | 0 | 0 | 0 | 0 | 0 | 0 | 0 | 0 | 0 | 0 | 0 | 0 | 0 | 0 | 0
QLD | Northern Qld | Q3 | 0 | 0 | 0 | 0 | 0 | 0 | 0 | 0 | 0 | 0 | 0 | 0 | 0 | 0 | 0 | 0 | 0 | 0 | 0 | 0 | 0
QLD | Isaac | Q4 | 0 | 943.8288 | 939.864 | 931.4833 | 942.5551 | 948.5184 | 948.6625 | 776.5078 | 875.6631 | 885.0212 | 918.6915 | 948.5429 | 940.6204 | 930.1574 | 943.1131 | 940.4122 | 945.0791 | 776.763 | 876.7998 | 882.6435 | 912.071
QLD | Barcaldine | Q5 | 0 | 0 | 0 | 0 | 0 | 0 | 0 | 0 | 0 | 0 | 0 | 0 | 0 | 0 | 0 | 0 | 0 | 0 | 0 | 0 | 0
QLD | Fitzroy | Q6 | 0 | 0 | 0 | 0 | 0 | 0 | 0 | 0 | 0 | 0 | 0 | 0 | 0 | 0 | 0 | 0 | 0 | 0 | 0 | 0 | 0
QLD | Wide Bay | Q7 | 0 | 0 | 0 | 0 | 0 | 0 | 0 | 0 | 0 | 0 | 0 | 0 | 173.7287 | 499.0545 | 518.3067 | 518.0246 | 504.2393 | 418.674 | 468.4484 | 473.0071 | 511.3428
QLD | Darling Downs | Q8 | 0 | 0 | 0 | 0 | 0 | 0 | 0 | 0 | 0 | 0 | 0 | 0 | 2367.0288 | 2384.139 | 7485.9248 | 7457.7192 | 10006.1631 | 8550.3537 | 11008.2388 | 12633.2 | 13463.0562
NSW | North West NSW | N1 | 0 | 314.7508 | 315.5549 | 305.9138 | 327.1153 | 328.8207 | 318.1243 | 277.3019 | 291.3292 | 308.1046 | 1354.2667 | 3044.7097 | 3021.7097 | 2943.727 | 7435.2672 | 7474.345 | 8953.2433 | 7875.0356 | 8507.5673 | 13404.7285 | 13933.7376
NSW | New England | N2 | 0 | 289.6845 | 292.4204 | 274.3254 | 778.2737 | 764.71 | 768.1774 | 646.6859 | 692.3333 | 722.0868 | 786.6446 | 767.9768 | 767.2178 | 723.3239 | 780.7286 | 765.8197 | 763.4758 | 651.0926 | 690.9361 | 714.3301 | 783.9203
NSW | Central-West Orana | N3 | 0 | 373.387 | 366.6412 | 363.2017 | 680.0315 | 672.9734 | 674.2652 | 583.0251 | 606.1843 | 3737.3641 | 5575.6798 | 5556.4334 | 5372.8966 | 5313.9154 | 5611.1899 | 5556.2261 | 6284.1452 | 5511.498 | 5709.2113 | 6075.0364 | 6321.1217
NSW | Southern NSW Tablelands | N4 | 0 | 0 | 0 | 0 | 0 | 0 | 0 | 0 | 0 | 0 | 0 | 0 | 0 | 0 | 0 | 0 | 0 | 0 | 0 | 0 | 0
NSW | Broken Hill | N5 | 0 | 0 | 0 | 0 | 0 | 0 | 0 | 0 | 0 | 0 | 0 | 0 | 0 | 0 | 0 | 0 | 0 | 0 | 0 | 0 | 0
NSW | South West NSW | N6 | 0 | 0 | 0 | 749.9507 | 766.8174 | 1272.0207 | 1307.3844 | 1195.2985 | 1220.1645 | 1230.7219 | 1526.1281 | 1619.0437 | 1548.4246 | 1494.5487 | 1555.4744 | 1571.5368 | 1615.0404 | 1492.7924 | 1520.3299 | 1523.965 | 1521.9703
NSW | Wagga Wagga | N7 | 0 | 0 | 0 | 0 | 0 | 1060.5429 | 2587.6296 | 2294.7245 | 2390.4913 | 2451.5683 | 2419.3822 | 2581.4493 | 2485.9567 | 2382.8886 | 2455.4446 | 2476.6368 | 2572.9517 | 2310.2305 | 2399.2401 | 2449.2744 | 2413.929
NSW | Tumut | N8 | 0 | 0 | 0 | 0 | 0 | 0 | 0 | 0 | 0 | 0 | 0 | 0 | 0 | 0 | 0 | 0 | 0 | 0 | 0 | 0 | 0
NSW | Cooma-Monaro | N9 | 0 | 0 | 0 | 0 | 0 | 0 | 0 | 0 | 0 | 0 | 0 | 0 | 0 | 0 | 0 | 0 | 0 | 0 | 0 | 0 | 0
VIC | Ovens Murray | V1 | 0 | 0 | 0 | 0 | 0 | 0 | 0 | 0 | 0 | 0 | 0 | 0 | 0 | 0 | 0 | 0 | 0 | 0 | 0 | 0 | 0
VIC | Murray River | V2 | 0 | 0 | 0 | 0 | 254.1785 | 523.9517 | 1025.5179 | 919.7125 | 952.2331 | 956.8141 | 950.926 | 1022.5941 | 975.2886 | 950.6992 | 972.9943 | 991.7322 | 1022.2981 | 925.9531 | 949.5312 | 948.1953 | 945.8118
VIC | Western Victoria | V3 | 0 | 0 | 0 | 0 | 0 | 0 | 0 | 41.4356 | 263.1015 | 264.9224 | 263.2657 | 940.5486 | 921.0726 | 873.0489 | 894.3613 | 906.0398 | 942.9598 | 833.1372 | 873.3388 | 877.2199 | 873.6021
VIC | South West Victoria | V4 | 0 | 0 | 0 | 0 | 0 | 0 | 0 | 0 | 0 | 0 | 0 | 0 | 0 | 0 | 0 | 0 | 0 | 0 | 0 | 0 | 0
VIC | Gippsland | V5 | 0 | 0 | 0 | 0 | 0 | 0 | 0 | 0 | 0 | 0 | 0 | 0 | 0 | 0 | 0 | 0 | 0 | 0 | 0 | 0 | 0
VIC | Central North Vic | V6 | 0 | 0 | 0 | 0 | 0 | 0 | 0 | 0 | 0 | 0 | 0 | 0 | 0 | 0 | 0 | 0 | 0 | 0 | 0 | 0 | 0
SA | South East SA | S1 | 0 | 0 | 0 | 0 | 0 | 0 | 0 | 0 | 0 | 0 | 0 | 0 | 0 | 0 | 0 | 0 | 0 | 0 | 0 | 0 | 0
SA | Riverland | S2 | 0 | 0 | 0 | 0 | 0 | 0 | 627.0347 | 577.5548 | 593.7464 | 1570.1302 | 1856.4424 | 2532.1252 | 2518.6141 | 2527.027 | 2548.0437 | 2621.8521 | 2617.8805 | 2433.4952 | 2469.608 | 2445.9602 | 2494.8943
SA | Mid-North SA | S3 | 0 | 0 | 0 | 0 | 0 | 0 | 0 | 0 | 0 | 0 | 0 | 0 | 0 | 0 | 0 | 0 | 0 | 0 | 0 | 0 | 0
SA | Yorke Peninsula | S4 | 0 | 0 | 0 | 0 | 0 | 0 | 0 | 0 | 0 | 0 | 0 | 0 | 0 | 0 | 0 | 0 | 0 | 0 | 0 | 0 | 0
SA | Northern SA | S5 | 0 | 0 | 0 | 0 | 0 | 0 | 0 | 0 | 0 | 0 | 0 | 0 | 0 | 0 | 0 | 0 | 0 | 0 | 0 | 0 | 0
SA | Leigh Creek | S6 | 0 | 0 | 0 | 0 | 0 | 0 | 0 | 0 | 0 | 0 | 0 | 0 | 0 | 0 | 0 | 0 | 0 | 0 | 0 | 0 | 0
SA | Roxby Downs | S7 | 0 | 0 | 0 | 0 | 395.8148 | 1076.6281 | 2774.5394 | 2559.9622 | 2634.6134 | 2625.8417 | 2727.9605 | 2764.3033 | 2623.8272 | 2708.8234 | 2692.5522 | 2764.6306 | 2764.0537 | 2566.2109 | 2632.0183 | 2632.1524 | 2720.0007
SA | Eastern Eyre Peninsula | S8 | 0 | 0 | 0 | 0 | 0 | 0 | 0 | 0 | 0 | 0 | 0 | 0 | 0 | 0 | 0 | 0 | 0 | 0 | 0 | 0 | 0
SA | Western Eyre Peninsula | S9 | 0 | 0 | 0 | 0 | 0 | 0 | 0 | 0 | 0 | 0 | 0 | 0 | 0 | 0 | 0 | 0 | 0 | 0 | 0 | 0 | 0
TAS | North East Tasmania | T1 | 0 | 0 | 0 | 0 | 0 | 0 | 0 | 0 | 0 | 0 | 0 | 0 | 0 | 0 | 0 | 0 | 0 | 0 | 0 | 0 | 0
TAS | North West Tasmania | T2 | 0 | 0 | 0 | 0 | 0 | 0 | 0 | 0 | 0 | 0 | 0 | 0 | 0 | 0 | 0 | 0 | 0 | 0 | 0 | 0 | 0
TAS | Tasmania Midlands | T3 | 0 | 0 | 0 | 0 | 0 | 0 | 0 | 0 | 0 | 0 | 0 | 0 | 0 | 0 | 0 | 0 | 0 | 0 | 0 | 0 | 0
Total Generation |  |  | 0 | 2062.539 | 2050.888 | 2764.0085 | 4286.2672 | 6786.9179 | 11171.9016 | 9992.9669 | 10652.0446 | 14886.5873 | 18510.7054 | 21918.98 | 23853.2734 | 23869.3363 | 34034.0406 | 34183.1196 | 39130.5507 | 34466.0595 | 38237.7657 | 45190.3233 | 47023.3575
Wind
Region | REZ Name | REZ Code | 2022 | 2023 | 2024 | 2025 | 2026 | 2027 | 2028 | 2029 | 2030 | 2031 | 2032 | 2033 | 2034 | 2035 | 2036 | 2037 | 2038 | 2039 | 2040 | 2041 | 2042
QLD | Far North QLD | Q1 | 0 | 0 | 0 | 0 | 0 | 2336.3911 | 2915.2672 | 2806.7901 | 2913.7212 | 3130.5109 | 3080.187 | 3148.3908 | 2811.3732 | 2882.3874 | 4863.3835 | 4739.3277 | 8089.8936 | 7414.4962 | 7889.3055 | 7929.2467 | 7730.5267
QLD | North Qld Clean Energy Hub | Q2 | 0 | 0 | 0 | 0 | 0 | 0 | 0 | 0 | 0 | 0 | 0 | 0 | 0 | 0 | 0 | 0 | 0 | 0 | 0 | 0 | 0
QLD | Northern Qld | Q3 | 0 | 0 | 0 | 0 | 0 | 0 | 0 | 0 | 0 | 0 | 0 | 0 | 0 | 0 | 0 | 0 | 0 | 0 | 0 | 0 | 0
QLD | Isaac | Q4 | 0 | 0 | 0 | 0 | 0 | 0 | 0 | 0 | 0 | 86.4278 | 1031.6861 | 2208.5735 | 2087.8234 | 3533.0935 | 3530.3648 | 3652.8283 | 3477.4337 | 3441.1763 | 3366.3157 | 3452.1509 | 3592.8906
QLD | Barcaldine | Q5 | 0 | 0 | 0 | 0 | 0 | 0 | 0 | 0 | 0 | 0 | 0 | 0 | 0 | 0 | 0 | 0 | 0 | 0 | 0 | 0 | 0
QLD | Fitzroy | Q6 | 0 | 0 | 0 | 0 | 0 | 0 | 0 | 0 | 0 | 0 | 0 | 3248.8255 | 3090.6902 | 3281.6288 | 3132.519 | 3327.2413 | 3134.6174 | 3232.4966 | 3238.4549 | 3138.8349 | 3076.9275
QLD | Wide Bay | Q7 | 0 | 0 | 0 | 0 | 0 | 0 | 0 | 0 | 0 | 0 | 0 | 0 | 0 | 0 | 871.2787 | 916.7046 | 827.8549 | 857.612 | 869.2019 | 870.0806 | 812.8853
QLD | Darling Downs | Q8 | 0 | 1813.1406 | 1804.4358 | 1742.357 | 1795.9803 | 1916.3088 | 1771.101 | 1848.3902 | 1825.3887 | 1816.6765 | 1751.5131 | 5340.9765 | 5495.9991 | 5726.1492 | 7562.4488 | 12643.3152 | 15913.3069 | 16887.0487 | 16184.3683 | 16156.5388 | 15000.2363
NSW | North West NSW | N1 | 0 | 0 | 0 | 0 | 0 | 0 | 0 | 0 | 0 | 0 | 0 | 0 | 0 | 0 | 0 | 0 | 0 | 0 | 0 | 0 | 0
NSW | New England | N2 | 0 | 0 | 0 | 0 | 0 | 0 | 0 | 0 | 0 | 1621.9118 | 1436.515 | 2842.4962 | 3342.0488 | 3490.1003 | 12058.5016 | 12234.4441 | 13907.7063 | 15774.2594 | 14724.861 | 14612.504 | 13209.6616
NSW | Central-West Orana | N3 | 0 | 0 | 0 | 0 | 0 | 0 | 0 | 0 | 0 | 2516.4651 | 2378.7633 | 2494.6213 | 2557.8759 | 2564.6142 | 2574.4452 | 2552.067 | 2448.1168 | 2693.8947 | 2430.7884 | 2480.1157 | 2324.3904
NSW | Southern NSW Tablelands | N4 | 0 | 786.2932 | 817.0077 | 817.1114 | 847.9892 | 757.5621 | 763.9437 | 807.047 | 754.9692 | 795.8108 | 835.2008 | 762.3741 | 800.923 | 814.2665 | 815.6673 | 739.8355 | 750.3176 | 797.2112 | 740.6438 | 781.6901 | 809.0059
NSW | Broken Hill | N5 | 0 | 0 | 0 | 0 | 0 | 0 | 0 | 0 | 0 | 0 | 0 | 0 | 0 | 0 | 0 | 0 | 0 | 0 | 0 | 0 | 0
NSW | South West NSW | N6 | 0 | 0 | 0 | 0 | 0 | 0 | 0 | 0 | 0 | 0 | 0 | 0 | 0 | 0 | 0 | 0 | 0 | 0 | 0 | 0 | 0
NSW | Wagga Wagga | N7 | 0 | 0 | 0 | 0 | 0 | 0 | 0 | 0 | 0 | 0 | 0 | 0 | 0 | 0 | 0 | 0 | 0 | 0 | 0 | 0 | 0
NSW | Tumut | N8 | 0 | 0 | 0 | 0 | 0 | 0 | 0 | 0 | 0 | 0 | 0 | 0 | 0 | 0 | 0 | 0 | 0 | 0 | 0 | 0 | 0
NSW | Cooma-Monaro | N9 | 0 | 0 | 0 | 0 | 0 | 0 | 0 | 0 | 0 | 450.6096 | 629.3608 | 571.6557 | 922.611 | 923.0773 | 946.8417 | 901.8861 | 818.7756 | 887.6763 | 844.861 | 865.5378 | 922.3045
VIC | Ovens Murray | V1 | 0 | 0 | 0 | 0 | 0 | 0 | 0 | 0 | 0 | 0 | 0 | 0 | 0 | 0 | 0 | 0 | 0 | 0 | 0 | 0 | 0
VIC | Murray River | V2 | 0 | 0 | 0 | 0 | 0 | 0 | 0 | 0 | 0 | 0 | 0 | 0 | 0 | 0 | 0 | 0 | 0 | 0 | 0 | 0 | 0
VIC | Western Victoria | V3 | 0 | 678.3735 | 658.9306 | 684.2242 | 716.1697 | 1533.3652 | 2324.2725 | 2426.9516 | 2420.9841 | 2275.8419 | 2504.2859 | 2313.7467 | 2274.0558 | 2277.7814 | 2341.4626 | 2312.4004 | 2949.1782 | 3184.1339 | 3421.0508 | 3222.2738 | 3520.2879
VIC | South West Victoria | V4 | 0 | 453.402 | 465.779 | 488.4302 | 509.7343 | 496.8856 | 453.7324 | 1292.2942 | 2184.877 | 2110.5443 | 2425.6977 | 2010.6575 | 2034.3878 | 2169.076 | 2234.0206 | 2215.5717 | 2236.9483 | 2326.1613 | 3605.9579 | 5250.8194 | 5947.6888
VIC | Gippsland | V5 | 0 | 0 | 0 | 0 | 0 | 0 | 0 | 0 | 0 | 0 | 0 | 0 | 0 | 0 | 0 | 0 | 0 | 0 | 0 | 0 | 0
VIC | Central North Vic | V6 | 0 | 0 | 0 | 0 | 0 | 0 | 83.5413 | 82.1388 | 80.6645 | 75.8779 | 83.1079 | 83.3288 | 78.3997 | 75.8548 | 77.9075 | 77.0664 | 1131.1333 | 1144.7115 | 1090.6767 | 1034.1773 | 1117.9788
SA | South East SA | S1 | 0 | 0 | 0 | 0 | 0 | 0 | 0 | 0 | 0 | 359.7474 | 1187.4994 | 1012.2905 | 1064.197 | 1036.7082 | 1076.6517 | 1091.388 | 2150.7248 | 2374.214 | 2562.4985 | 2384.8013 | 2716.1665
SA | Riverland | S2 | 0 | 0 | 0 | 0 | 0 | 0 | 0 | 0 | 0 | 0 | 0 | 0 | 0 | 0 | 0 | 0 | 0 | 0 | 0 | 0 | 0
SA | Mid-North SA | S3 | 0 | 0 | 0 | 0 | 0 | 0 | 124.5215 | 130.38 | 128.6189 | 122.5631 | 129.9436 | 119.7516 | 121.1089 | 120.9846 | 2552.2271 | 2532.7112 | 3640.452 | 3919.4701 | 3918.3663 | 3760.2641 | 4003.6395
SA | Yorke Peninsula | S4 | 0 | 0 | 0 | 0 | 0 | 0 | 0 | 0 | 0 | 0 | 0 | 0 | 0 | 0 | 0 | 318.6973 | 922.144 | 1038.0065 | 1107.6588 | 1000.5201 | 1175.3425
SA | Northern SA | S5 | 0 | 0 | 0 | 0 | 0 | 0 | 0 | 0 | 0 | 0 | 0 | 0 | 0 | 0 | 0 | 0 | 0 | 0 | 0 | 0 | 0
SA | Leigh Creek | S6 | 0 | 0 | 0 | 0 | 0 | 0 | 0 | 0 | 0 | 0 | 0 | 0 | 0 | 0 | 0 | 0 | 0 | 0 | 0 | 0 | 0
SA | Roxby Downs | S7 | 0 | 0 | 0 | 0 | 0 | 0 | 0 | 0 | 0 | 0 | 0 | 0 | 0 | 0 | 0 | 0 | 0 | 0 | 0 | 0 | 0
SA | Eastern Eyre Peninsula | S8 | 0 | 0 | 0 | 0 | 0 | 0 | 0 | 0 | 0 | 0 | 0 | 0 | 0 | 0 | 0 | 0 | 0 | 0 | 0 | 0 | 0
SA | Western Eyre Peninsula | S9 | 0 | 0 | 0 | 0 | 0 | 0 | 0 | 0 | 0 | 0 | 0 | 0 | 0 | 0 | 0 | 0 | 0 | 0 | 0 | 0 | 0
TAS | North East Tasmania | T1 | 0 | 0 | 0 | 0 | 0 | 0 | 0 | 0 | 0 | 0 | 0 | 0 | 0 | 0 | 0 | 0 | 0 | 0 | 0 | 0 | 0
TAS | North West Tasmania | T2 | 0 | 0 | 0 | 0 | 0 | 0 | 0 | 0 | 0 | 0 | 0 | 0 | 0 | 0 | 0 | 0 | 0 | 0 | 0 | 0 | 0
TAS | Tasmania Midlands | T3 | 0 | 0 | 0 | 0 | 0 | 0 | 2312.2583 | 2333.4533 | 2304.2488 | 2942.7193 | 3949.0517 | 4805.5653 | 4566.0304 | 4834.765 | 4896.5142 | 4986.6624 | 5205.6732 | 5374.3141 | 5299.7743 | 5083.9435 | 5249.3563
Total Generation |  |  | 0 | 3731.2094 | 3746.1532 | 3732.1227 | 3869.8736 | 7040.5129 | 10748.638 | 11727.4451 | 12613.4725 | 18305.7063 | 21422.8123 | 30963.2539 | 31247.5241 | 33730.4873 | 49534.2343 | 55242.1473 | 67604.2766 | 71346.8827 | 71294.7837 | 72023.4987 | 71209.2891

## Emissions_1
NEM Emissions (Mt CO2-e) - Fast Change (Counterfactual)
Years are financial year ending.
Emissions | Total | 2022 | 2023 | 2024 | 2025 | 2026 | 2027 | 2028 | 2029 | 2030 | 2031 | 2032 | 2033 | 2034 | 2035 | 2036 | 2037 | 2038 | 2039 | 2040 | 2041 | 2042
NEM | 1669.2213 | 126.4343 | 124.4721 | 119.176 | 111.511 | 107.5182 | 103.6844 | 98.1725 | 93.521 | 91.8646 | 82.1164 | 66.8329 | 65.6459 | 67.7604 | 66.2093 | 49.8556 | 46.2703 | 49.8005 | 46.8049 | 49.2972 | 51.5474 | 50.7264

## Emissions_2
NEM Emissions (Mt CO2-e) - Fast Change (DP8)
Years are financial year ending.
Emissions | Total | 2022 | 2023 | 2024 | 2025 | 2026 | 2027 | 2028 | 2029 | 2030 | 2031 | 2032 | 2033 | 2034 | 2035 | 2036 | 2037 | 2038 | 2039 | 2040 | 2041 | 2042
NEM | 1821.7217 | 126.4499 | 124.6298 | 123.1929 | 118.8678 | 117.2832 | 109.9429 | 112.7879 | 105.5196 | 106.1225 | 99.4774 | 90.6265 | 83.7458 | 84.4524 | 80.9285 | 56.9719 | 52.1635 | 46.7679 | 45.5901 | 46.2843 | 46.0356 | 43.8813

## VOMCost_1
VOM cost by technology ($000s) - Fast Change (Counterfactual)
Real June 2019 dollars. Years are financial year ending. Some rounding errors may be present.
Region | Technology | 2022 | 2023 | 2024 | 2025 | 2026 | 2027 | 2028 | 2029 | 2030 | 2031 | 2032 | 2033 | 2034 | 2035 | 2036 | 2037 | 2038 | 2039 | 2040 | 2041 | 2042
NEM | Black Coal | 409721.0225 | 394311.5483 | 376243.2982 | 345039.2253 | 332670.4159 | 332820.5921 | 353273.8669 | 343147.2993 | 347550.469 | 299512.4732 | 260051.168 | 214982.8225 | 222700.9167 | 221089.7696 | 134621.0654 | 125593.6202 | 109933.7888 | 110361.6773 | 112649.2992 | 110745.5986 | 110461.8893
NEM | Brown Coal | 134386.7147 | 139390.4306 | 138724.1759 | 134846.1532 | 130540.4782 | 115901.3044 | 74568.6067 | 70371.5584 | 61522.2375 | 51946.6648 | 27955.8245 | 30397.1544 | 31210.4931 | 28732.7929 | 22019.3485 | 9983.6118 | 10398.4382 | 8719.5966 | 10759.035 | 10930.1677 | 9935.4377
NEM | CCGT | 19512.298 | 19521.1835 | 18124.9307 | 18813.0607 | 16836.1825 | 17813.5852 | 30635.5933 | 17826.5406 | 20944.2378 | 58486.677 | 58588.8263 | 74583.4644 | 76527.2631 | 75909.7116 | 98246.3056 | 102704.1806 | 92184.4135 | 94184.9102 | 82913.1614 | 83331.7752 | 83714.1657
NEM | Peaking Gas+Liquids | 1236.2075 | 1062.5826 | 1982.9476 | 2492.8308 | 2275.2817 | 2724.5355 | 5783.0875 | 3632.7435 | 3328.5393 | 15432.9132 | 20508.0294 | 110422.8871 | 111770.5104 | 102476.9644 | 149290.7756 | 167734.0848 | 276369.7313 | 235515.6665 | 282084.3119 | 321945.2211 | 312914.6263
NEM | Hydro | 117854.896 | 98535.5472 | 98433.3661 | 120633.4981 | 103857.4445 | 119267.7207 | 77562.4632 | 118304.4092 | 116998.2773 | 88984.8145 | 100654.6369 | 98182.6162 | 93472.055 | 110064.4393 | 103816.5084 | 107162.9457 | 69694.2407 | 112590.4798 | 105634.6039 | 84381.1718 | 89510.9159
NEM | Dispatchable Storage | 167.9986 | 699.8756 | 4466.1545 | 3958.6463 | 3837.6394 | 6595.5975 | 8927.2486 | 5582.4071 | 7250.2017 | 8238.79 | 9111.855 | 8345.143 | 7260.2723 | 6979.7416 | 3765.2364 | 3115.1826 | 2116.4969 | 1627.1818 | 1316.4817 | 1064.7646 | 1078.425
NEM | Wind | 77834.2833 | 81168.2818 | 91878.09 | 102438.4135 | 109824.9711 | 111733.5748 | 123532.7153 | 130035.3014 | 133610.359 | 155978.0731 | 192424.9817 | 187611.1325 | 188420.433 | 192241.0309 | 243051.9062 | 251357.1668 | 237318.4476 | 247953.5687 | 242337.3439 | 239588.4474 | 239833.1998
NEM | Solar | 0 | 0 | 0 | 0 | 0 | 0 | 0 | 0 | 0 | 0 | 0 | 0 | 0 | 0 | 0 | 0 | 0 | 0 | 0 | 0 | 0
Total |  | 760713.4206 | 734689.4494 | 729852.9631 | 728221.8279 | 699842.4132 | 706856.9103 | 674283.5814 | 688900.2595 | 691204.3215 | 678580.4059 | 669295.3218 | 724525.22 | 731361.9436 | 737494.4502 | 754811.1461 | 767650.7925 | 798015.557 | 810953.0809 | 837694.2369 | 851987.1465 | 847448.6598
Region | Technology | 2022 | 2023 | 2024 | 2025 | 2026 | 2027 | 2028 | 2029 | 2030 | 2031 | 2032 | 2033 | 2034 | 2035 | 2036 | 2037 | 2038 | 2039 | 2040 | 2041 | 2042
NSW | Black Coal | 200117.8555 | 195482.5709 | 185623.811 | 169510.7101 | 160267.484 | 154706.5054 | 175383.1008 | 172360.7328 | 174903.912 | 136098.864 | 98547.2568 | 57785.778 | 57785.778 | 57785.778 | 0 | 0 | 0 | 0 | 0 | 0 | 0
NSW | Brown Coal | 0 | 0 | 0 | 0 | 0 | 0 | 0 | 0 | 0 | 0 | 0 | 0 | 0 | 0 | 0 | 0 | 0 | 0 | 0 | 0 | 0
NSW | CCGT | 259.8251 | 259.8251 | 781.6109 | 519.6502 | 519.6502 | 925.1545 | 4155.6209 | 1005.6509 | 1049.1228 | 16777.757 | 17930.9554 | 25118.7319 | 25286.1658 | 24943.1721 | 23965.9936 | 24118.1346 | 25075.6884 | 24811.2896 | 25048.7361 | 25122.3478 | 25308.5072
NSW | Peaking Gas+Liquids | 162.2499 | 42.105 | 193.7595 | 398.8628 | 467.724 | 1056.4052 | 1218.6335 | 1314.3226 | 1418.3052 | 5980.8997 | 10715.432 | 76632.1107 | 78686.5477 | 72625.153 | 118967.7883 | 126593.3576 | 189437.1312 | 153730.6807 | 188360.0242 | 209027.756 | 215508.6675
NSW | Hydro | 16336.2935 | 15055.2144 | 15777.127 | 22974.5152 | 15552.0896 | 18385.8619 | 15620.2706 | 26304.3806 | 24021.7887 | 15192.8394 | 18775.7597 | 17387.4685 | 15783.3688 | 23179.5204 | 21704.9488 | 24055.6633 | 12009.0183 | 31897.4828 | 27147.1063 | 17058.0867 | 19193.1668
NSW | Dispatchable Storage | 67.5404 | 265.5815 | 339.0574 | 668.4084 | 611.2518 | 1049.147 | 682.0984 | 1143.5006 | 761.6296 | 537.5464 | 1084.1519 | 565.7599 | 357.2458 | 533.4543 | 1156.048 | 1089.2462 | 878.6476 | 801.2914 | 615.6206 | 448.6952 | 481.2274
NSW | Wind | 12008.1097 | 13836.1763 | 16373.1308 | 16449.6863 | 18407.3097 | 17777.8379 | 16748.8311 | 17752.0867 | 16972.6946 | 30470.8588 | 54589.4659 | 55237.2116 | 56711.1624 | 57983.3411 | 99653.9047 | 100518.4628 | 95041.7915 | 102617.7288 | 94090.3644 | 96544.2704 | 91835.1949
NSW | Solar | 0 | 0 | 0 | 0 | 0 | 0 | 0 | 0 | 0 | 0 | 0 | 0 | 0 | 0 | 0 | 0 | 0 | 0 | 0 | 0 | 0
Total |  | 228951.874 | 224941.4733 | 219088.4965 | 210521.8329 | 195825.5093 | 193900.9119 | 213808.5553 | 219880.6742 | 219127.4529 | 205058.7654 | 201643.0217 | 232727.0606 | 234610.2684 | 237050.419 | 265448.6834 | 276374.8647 | 322442.277 | 313858.4732 | 335261.8516 | 348201.1562 | 352326.7638
Region | Technology | 2022 | 2023 | 2024 | 2025 | 2026 | 2027 | 2028 | 2029 | 2030 | 2031 | 2032 | 2033 | 2034 | 2035 | 2036 | 2037 | 2038 | 2039 | 2040 | 2041 | 2042
QLD | Black Coal | 209603.167 | 198828.9773 | 190619.4872 | 175528.5152 | 172402.9319 | 178114.0867 | 177890.7661 | 170786.5665 | 172646.557 | 163413.6092 | 161503.9112 | 157197.0445 | 164915.1387 | 163303.9916 | 134621.0654 | 125593.6202 | 109933.7888 | 110361.6773 | 112649.2992 | 110745.5986 | 110461.8893
QLD | Brown Coal | 0 | 0 | 0 | 0 | 0 | 0 | 0 | 0 | 0 | 0 | 0 | 0 | 0 | 0 | 0 | 0 | 0 | 0 | 0 | 0 | 0
QLD | CCGT | 8811.4894 | 8811.4894 | 10142.5835 | 10262.7419 | 10028.9778 | 10813.2745 | 12770.7078 | 10771.3488 | 10993.0363 | 22647.093 | 23286.6365 | 24314.0511 | 22617.6105 | 24534.0324 | 50915.4988 | 54161.3309 | 62024.5549 | 64879.2501 | 57864.4253 | 58209.4274 | 58405.6586
QLD | Peaking Gas+Liquids | 23.7442 | 0.99252 | 369.7258 | 508.7218 | 445.5296 | 466.2347 | 428.9397 | 797.4051 | 544.3237 | 1358.0684 | 1016.3675 | 4778.8658 | 2132.4228 | 3293.1539 | 3188.0608 | 5639.9331 | 30250.516 | 37832.6929 | 42005.4865 | 43558.8176 | 48532.4096
QLD | Hydro | 5082.1502 | 5072.0337 | 5061.9172 | 5051.8006 | 5041.6841 | 5031.5676 | 5021.4511 | 5011.3346 | 5001.2181 | 4991.1016 | 4980.9851 | 4970.8686 | 4960.7521 | 4950.6356 | 4940.5191 | 4930.4026 | 1853.7831 | 1849.9716 | 1846.1601 | 1842.3485 | 1838.537
QLD | Dispatchable Storage | 100.4583 | 434.2941 | 4127.0971 | 3290.2379 | 3226.3876 | 5546.4505 | 8245.1503 | 4438.9065 | 6488.5721 | 7701.2436 | 8027.7031 | 7779.3831 | 6903.0265 | 6446.2872 | 2609.1883 | 2025.9364 | 1237.8494 | 825.8905 | 700.8611 | 616.0694 | 597.1976
QLD | Wind | 6251.3884 | 11804.4502 | 19547.6801 | 29619.9849 | 31632.66 | 32867.9569 | 35226.9637 | 38438.7602 | 39284.4146 | 43024.8194 | 42456.5015 | 44820.2315 | 43939.9164 | 44172.9247 | 45762.9336 | 48182.0767 | 46789.2781 | 46085.3472 | 46147.2228 | 46991.1144 | 45813.9704
QLD | Solar | 0 | 0 | 0 | 0 | 0 | 0 | 0 | 0 | 0 | 0 | 0 | 0 | 0 | 0 | 0 | 0 | 0 | 0 | 0 | 0 | 0
Total |  | 229872.3974 | 224952.2372 | 229868.4908 | 224262.0023 | 222778.1711 | 232839.5708 | 239583.9787 | 230244.3217 | 234958.1218 | 243135.9351 | 241272.1049 | 243860.4447 | 245468.8669 | 246701.0255 | 242037.266 | 240533.2999 | 252089.7702 | 261834.8295 | 261213.4549 | 261963.3759 | 265649.6625
Region | Technology | 2022 | 2023 | 2024 | 2025 | 2026 | 2027 | 2028 | 2029 | 2030 | 2031 | 2032 | 2033 | 2034 | 2035 | 2036 | 2037 | 2038 | 2039 | 2040 | 2041 | 2042
VIC | Black Coal | 0 | 0 | 0 | 0 | 0 | 0 | 0 | 0 | 0 | 0 | 0 | 0 | 0 | 0 | 0 | 0 | 0 | 0 | 0 | 0 | 0
VIC | Brown Coal | 134386.7147 | 139390.4306 | 138724.1759 | 134846.1532 | 130540.4782 | 115901.3044 | 74568.6067 | 70371.5584 | 61522.2375 | 51946.6648 | 27955.8245 | 30397.1544 | 31210.4931 | 28732.7929 | 22019.3485 | 9983.6118 | 10398.4382 | 8719.5966 | 10759.035 | 10930.1677 | 9935.4377
VIC | CCGT | 70.8675 | 35.6863 | 29.4186 | 37.4005 | 48.8455 | 55.3789 | 727.3431 | 74.9027 | 107.6524 | 839.6329 | 903.3213 | 4018.5547 | 4303.5328 | 4151.1588 | 4047.9913 | 4434.5548 | 5084.1701 | 4494.3704 | 0 | 0 | 0
VIC | Peaking Gas+Liquids | 339.3247 | 170.551 | 103.1349 | 84.1106 | 205.2609 | 129.3242 | 266.2855 | 241.2076 | 210.7461 | 987.9559 | 1840.2709 | 19380.231 | 19885.9402 | 15807.3131 | 16200.0815 | 24157.7641 | 30419.3403 | 24903.3549 | 28446.8537 | 38482.9978 | 25585.9677
VIC | Hydro | 23083.1463 | 21400.1655 | 20286.2619 | 25560.4191 | 19815.0554 | 22853.4002 | 13843.8687 | 27963.051 | 26303.0825 | 20726.4434 | 22629.2844 | 20973.325 | 19870.2569 | 25048.5577 | 19424.0184 | 22393.908 | 13558.2067 | 27398.5539 | 25793.6895 | 20306.3374 | 22164.162
VIC | Dispatchable Storage | 0 | 0 | 0 | 0 | 0 | 0 | 0 | 0 | 0 | 0 | 0 | 0 | 0 | 0 | 0 | 0 | 0 | 0 | 0 | 0 | 0
VIC | Wind | 35369.4248 | 33627.0035 | 33825.7427 | 34421.5496 | 36357.4515 | 37837.3197 | 37855.741 | 39472.979 | 43100.957 | 49154.1336 | 59993.3685 | 54523.644 | 56320.8467 | 58530.7304 | 62304.216 | 67620.4211 | 60969.5415 | 63976.2517 | 66281.5595 | 61585.1525 | 66090.9776
VIC | Solar | 0 | 0 | 0 | 0 | 0 | 0 | 0 | 0 | 0 | 0 | 0 | 0 | 0 | 0 | 0 | 0 | 0 | 0 | 0 | 0 | 0
Total |  | 193249.478 | 194623.8369 | 192968.734 | 194949.633 | 186967.0915 | 176776.7275 | 127261.845 | 138123.6987 | 131244.6754 | 123654.8307 | 113322.0696 | 129292.909 | 131591.0697 | 132270.5529 | 123995.6557 | 128590.2597 | 120429.6968 | 129492.1275 | 131281.1377 | 131304.6553 | 123776.545
Region | Technology | 2022 | 2023 | 2024 | 2025 | 2026 | 2027 | 2028 | 2029 | 2030 | 2031 | 2032 | 2033 | 2034 | 2035 | 2036 | 2037 | 2038 | 2039 | 2040 | 2041 | 2042
SA | Black Coal | 0 | 0 | 0 | 0 | 0 | 0 | 0 | 0 | 0 | 0 | 0 | 0 | 0 | 0 | 0 | 0 | 0 | 0 | 0 | 0 | 0
SA | Brown Coal | 0 | 0 | 0 | 0 | 0 | 0 | 0 | 0 | 0 | 0 | 0 | 0 | 0 | 0 | 0 | 0 | 0 | 0 | 0 | 0 | 0
SA | CCGT | 10370.1159 | 10414.1826 | 7171.3177 | 7993.2681 | 6238.709 | 6019.7773 | 12981.9214 | 5974.6382 | 8794.4263 | 18222.1941 | 16467.9132 | 21132.1266 | 24319.954 | 22281.3483 | 19316.822 | 19990.1603 | 0 | 0 | 0 | 0 | 0
SA | Peaking Gas+Liquids | 710.8887 | 848.934 | 1316.3275 | 1501.1357 | 1156.7672 | 1072.5714 | 3869.2288 | 1279.8082 | 1155.1643 | 7105.9893 | 6935.9589 | 9631.6796 | 11065.5997 | 10751.3443 | 10934.845 | 11343.03 | 26262.7439 | 19048.938 | 23271.9475 | 30875.6496 | 23287.5814
SA | Hydro | 0 | 0 | 0 | 0 | 0 | 0 | 0 | 0 | 0 | 0 | 0 | 0 | 0 | 0 | 0 | 0 | 0 | 0 | 0 | 0 | 0
SA | Dispatchable Storage | 0 | 0 | 0 | 0 | 0 | 0 | 0 | 0 | 0 | 0 | 0 | 0 | 0 | 0 | 0 | 0 | 0 | 0 | 0 | 0 | 0
SA | Wind | 18446.647 | 16347.0741 | 16848.4285 | 16205.854 | 17483.4575 | 17325.7944 | 20681.0463 | 21323.1686 | 21312.6851 | 20643.1903 | 22027.8779 | 20201.7835 | 19217.2911 | 18534.7778 | 21868.4602 | 21438.6827 | 19599.3213 | 20091.4758 | 20821.2536 | 19909.2637 | 21030.6667
SA | Solar | 0 | 0 | 0 | 0 | 0 | 0 | 0 | 0 | 0 | 0 | 0 | 0 | 0 | 0 | 0 | 0 | 0 | 0 | 0 | 0 | 0
Total |  | 29527.6516 | 27610.1907 | 25336.0736 | 25700.2578 | 24878.9337 | 24418.1432 | 37532.1966 | 28577.615 | 31262.2757 | 45971.3736 | 45431.7501 | 50965.5898 | 54602.8448 | 51567.4705 | 52120.1273 | 52771.8731 | 45862.0652 | 39140.4138 | 44093.201 | 50784.9133 | 44318.2481
Region | Technology | 2022 | 2023 | 2024 | 2025 | 2026 | 2027 | 2028 | 2029 | 2030 | 2031 | 2032 | 2033 | 2034 | 2035 | 2036 | 2037 | 2038 | 2039 | 2040 | 2041 | 2042
TAS | Black Coal | 0 | 0 | 0 | 0 | 0 | 0 | 0 | 0 | 0 | 0 | 0 | 0 | 0 | 0 | 0 | 0 | 0 | 0 | 0 | 0 | 0
TAS | Brown Coal | 0 | 0 | 0 | 0 | 0 | 0 | 0 | 0 | 0 | 0 | 0 | 0 | 0 | 0 | 0 | 0 | 0 | 0 | 0 | 0 | 0
TAS | CCGT | 0 | 0 | 0 | 0 | 0 | 0 | 0 | 0 | 0 | 0 | 0 | 0 | 0 | 0 | 0 | 0 | 0 | 0 | 0 | 0 | 0
TAS | Peaking Gas+Liquids | 0 | 0 | 0 | 0 | 0 | 0 | 0 | 0 | 0 | 0 | 0 | 0 | 0 | 0 | 0 | 0 | 0 | 0 | 0 | 0 | 0
TAS | Hydro | 73353.3061 | 57008.1337 | 57308.0601 | 67046.7632 | 63448.6153 | 72996.8911 | 43076.8727 | 59025.643 | 61672.188 | 48074.4301 | 54268.6076 | 54850.9541 | 52857.6772 | 56885.7256 | 57747.0222 | 55782.9717 | 42273.2325 | 51444.4716 | 50847.648 | 45174.3992 | 46315.0501
TAS | VPP Battery | 0 | 0 | 0 | 0 | 0 | 0 | 0 | 0 | 0 | 0 | 0 | 0 | 0 | 0 | 0 | 0 | 0 | 0 | 0 | 0 | 0
TAS | Wind | 5758.7134 | 5553.5776 | 5283.108 | 5741.3387 | 5944.0924 | 5924.6658 | 13020.1331 | 13048.307 | 12939.6077 | 12685.071 | 13357.7679 | 12828.2619 | 12231.2165 | 13019.2568 | 13462.3916 | 13597.5234 | 14918.5152 | 15182.7652 | 14996.9436 | 14558.6466 | 15062.3902
TAS | Solar | 0 | 0 | 0 | 0 | 0 | 0 | 0 | 0 | 0 | 0 | 0 | 0 | 0 | 0 | 0 | 0 | 0 | 0 | 0 | 0 | 0
Total |  | 79112.0195 | 62561.7113 | 62591.1681 | 72788.1019 | 69392.7077 | 78921.5569 | 56097.0058 | 72073.9499 | 74611.7957 | 60759.5011 | 67626.3755 | 67679.2159 | 65088.8938 | 69904.9823 | 71209.4138 | 69380.4952 | 57191.7477 | 66627.2367 | 65844.5916 | 59733.0458 | 61377.4403

## VOMCost_2
VOM cost by technology ($000s) - Fast Change (DP8)
Real June 2019 dollars. Years are financial year ending. Some rounding errors may be present.
Region | Technology | 2022 | 2023 | 2024 | 2025 | 2026 | 2027 | 2028 | 2029 | 2030 | 2031 | 2032 | 2033 | 2034 | 2035 | 2036 | 2037 | 2038 | 2039 | 2040 | 2041 | 2042
NEM | Black Coal | 409723.229 | 392870.8305 | 390739.3819 | 370923.1054 | 362814.7324 | 346459.5701 | 353317.4633 | 333872.9042 | 336566.0778 | 335679.7303 | 299231.0985 | 261064.1369 | 263776.7072 | 251430.4544 | 138863.7069 | 117724.9037 | 82962.3102 | 84482.0054 | 86792.034 | 83596.8163 | 81359.6235
NEM | Brown Coal | 134431.4695 | 141048.1383 | 140338.0441 | 142239.4324 | 143215.2416 | 130280.0164 | 134392.8953 | 124770.3644 | 125541.0442 | 100385.1716 | 99839.6183 | 99427.2919 | 100681.6652 | 99424.4569 | 96926.5181 | 95935.7181 | 94430.7318 | 95991.4531 | 97675.2622 | 94589.415 | 93933.8338
NEM | CCGT | 19512.298 | 19522.215 | 17974.8267 | 13984.8468 | 13992.9307 | 13993.7626 | 16843.7429 | 13925.6607 | 13638.3919 | 30413.2531 | 17018.985 | 30115.487 | 27826.6299 | 20408.4684 | 37412.9237 | 32879.833 | 46146.4654 | 30452.644 | 30160.7488 | 39940.6837 | 26408.9653
NEM | Peaking Gas+Liquids | 1236.2077 | 1041.8042 | 1565.9794 | 555.3634 | 454.5861 | 414.1778 | 938.1696 | 1375.1188 | 658.0703 | 2837.7275 | 822.0642 | 2175.0427 | 1225.9874 | 1638.8717 | 3443.65 | 3884.1982 | 20553.399 | 7859.3624 | 5557.065 | 15901.0757 | 5018.6797
NEM | Hydro | 117854.896 | 98723.7843 | 97516.505 | 123323.3562 | 105450.3247 | 124095.6548 | 87446.1094 | 138075.7398 | 125303.9985 | 113616.6347 | 136294.6509 | 118529.9742 | 117525.8653 | 135617.584 | 119423.3915 | 133506.2339 | 83525.3544 | 139331.2766 | 127813.8253 | 102602.5672 | 125992.167
NEM | Dispatchable Storage | 167.9986 | 849.3158 | 749.9894 | 2404.0523 | 2131.4251 | 3746.8398 | 11187.3293 | 6930.4125 | 6385.4843 | 14930.7816 | 13717.6942 | 14570.4145 | 13815.0166 | 12245.4827 | 11901.5795 | 11246.9714 | 11482.3467 | 7877.6025 | 8948.5838 | 10172.0721 | 10013.1546
NEM | Wind | 77834.2833 | 81419.96 | 81953.3281 | 82921.1228 | 88169.4914 | 95854.928 | 101069.7153 | 105713.3993 | 108526.1352 | 124606.4901 | 139234.3156 | 159360.7746 | 158954.3088 | 167076.7655 | 216905.2837 | 230456.1173 | 257208.1178 | 265878.1226 | 261970.1586 | 257510.5759 | 258022.7398
NEM | Solar | 0 | 0 | 0 | 0 | 0 | 0 | 0 | 0 | 0 | 0 | 0 | 0 | 0 | 0 | 0 | 0 | 0 | 0 | 0 | 0 | 0
Total |  | 760760.382 | 735476.048 | 730838.0546 | 736351.2793 | 716228.732 | 714844.9495 | 705195.425 | 724663.5998 | 716619.2022 | 722469.7888 | 706158.4267 | 685243.1217 | 683806.1803 | 687842.0836 | 624877.0535 | 625633.9756 | 596308.7253 | 631872.4667 | 618917.6778 | 604313.2059 | 600749.1638
Region | Technology | 2022 | 2023 | 2024 | 2025 | 2026 | 2027 | 2028 | 2029 | 2030 | 2031 | 2032 | 2033 | 2034 | 2035 | 2036 | 2037 | 2038 | 2039 | 2040 | 2041 | 2042
NSW | Black Coal | 199932.7321 | 192992.2021 | 177187.7114 | 163769.2181 | 149278.6163 | 138267.3931 | 145309.6089 | 133768.3268 | 137555.62 | 131451.7276 | 95314.0599 | 92834.6368 | 94442.575 | 91469.4903 | 18041.6899 | 18055.1801 | 17868.3133 | 17721.2715 | 18609.7824 | 17989.0695 | 16626.8742
NSW | Brown Coal | 0 | 0 | 0 | 0 | 0 | 0 | 0 | 0 | 0 | 0 | 0 | 0 | 0 | 0 | 0 | 0 | 0 | 0 | 0 | 0 | 0
NSW | CCGT | 259.8251 | 259.8251 | 781.6109 | 490.7808 | 490.7808 | 490.7808 | 2090.1925 | 490.7808 | 490.7808 | 5360.1008 | 492.1254 | 3943.7264 | 3677.7449 | 1564.8973 | 7623.3405 | 6523.5385 | 13523.9393 | 8143.0574 | 8120.8753 | 12697.8576 | 6862.7009
NSW | Peaking Gas+Liquids | 162.2499 | 21.5595 | 143.0189 | 248.7464 | 142.2243 | 180.0571 | 193.3234 | 328.9479 | 260.5287 | 286.1058 | 289.6564 | 309.3531 | 205.0845 | 329.8183 | 797.2943 | 1264.4707 | 4886.3636 | 1860.6457 | 943.4183 | 3890.6988 | 926.2679
NSW | Hydro | 16336.2935 | 15243.4515 | 14760.5501 | 24470.306 | 16949.9779 | 21854.6555 | 25503.9168 | 35367.3343 | 31600.8772 | 38256.4465 | 36061.3246 | 36247.8522 | 35808.3025 | 39749.8792 | 32805.6349 | 35185.0572 | 25516.074 | 40969.3221 | 38653.432 | 30918.7811 | 33555.0463
NSW | Dispatchable Storage | 67.5404 | 331.8293 | 284.9731 | 1030.0029 | 544.5174 | 1357.3761 | 4743.1504 | 2693.838 | 2321.6897 | 6330.7528 | 5162.3486 | 6357.0911 | 5685.1422 | 5233.1812 | 5375.6152 | 4943.7835 | 5160.9112 | 3704.4045 | 4001.8008 | 4715.1975 | 4742.8293
NSW | Wind | 12008.1097 | 13833.9053 | 14255.8336 | 14181.6775 | 15011.7037 | 14470.8832 | 13563.0725 | 14526.1159 | 13869.1119 | 28976.9746 | 28823.3973 | 32362.5357 | 35857.839 | 36326.7399 | 63292.5423 | 62795.2891 | 63287.7527 | 70349.478 | 65739.0115 | 63296.3988 | 58469.9724
NSW | Solar | 0 | 0 | 0 | 0 | 0 | 0 | 0 | 0 | 0 | 0 | 0 | 0 | 0 | 0 | 0 | 0 | 0 | 0 | 0 | 0 | 0
Total |  | 228766.7506 | 222682.7729 | 207413.698 | 204190.7316 | 182417.8203 | 176621.1457 | 191403.2644 | 187175.3436 | 186098.6083 | 210662.1081 | 166142.9122 | 172055.1953 | 175676.688 | 174674.0062 | 127936.1172 | 128767.3191 | 130243.3541 | 142748.1793 | 136068.3203 | 133508.0034 | 121183.691
Region | Technology | 2022 | 2023 | 2024 | 2025 | 2026 | 2027 | 2028 | 2029 | 2030 | 2031 | 2032 | 2033 | 2034 | 2035 | 2036 | 2037 | 2038 | 2039 | 2040 | 2041 | 2042
QLD | Black Coal | 209790.4969 | 199878.6283 | 213551.6705 | 207153.8873 | 213536.1161 | 208192.177 | 208007.8544 | 200104.5775 | 199010.4578 | 204228.0027 | 203917.0385 | 168229.5 | 169334.1322 | 159960.9641 | 120822.017 | 99669.7235 | 65093.9969 | 66760.7338 | 68182.2516 | 65607.7468 | 64732.7493
QLD | Brown Coal | 0 | 0 | 0 | 0 | 0 | 0 | 0 | 0 | 0 | 0 | 0 | 0 | 0 | 0 | 0 | 0 | 0 | 0 | 0 | 0 | 0
QLD | CCGT | 8811.4894 | 8811.4894 | 10084.4381 | 9804.7365 | 9804.7365 | 9804.7365 | 9831.5988 | 9712.0178 | 9459.6141 | 13258.1098 | 11356.1862 | 16243.1243 | 14480.6545 | 12903.8792 | 20762.374 | 18881.5788 | 31458.7736 | 22022.6488 | 22039.8735 | 27242.826 | 19546.2645
QLD | Peaking Gas+Liquids | 23.7442 | 0.99252 | 22.918 | 162.1167 | 55.8351 | 23.456 | 0.5328 | 430.0373 | 305.9193 | 422.458 | 156.0756 | 561.3656 | 290.4003 | 338.3971 | 436.7327 | 909.0107 | 2795.7775 | 1708.916 | 732.1017 | 2370.2645 | 391.859
QLD | Hydro | 5082.1502 | 5072.0337 | 5061.9172 | 5051.8006 | 5041.6841 | 5031.5676 | 5021.4511 | 5011.3346 | 5001.2181 | 4991.1016 | 4980.9851 | 4970.8686 | 4960.7521 | 4950.6356 | 4940.5191 | 4930.4026 | 1853.7831 | 1849.9716 | 1846.1601 | 1842.3485 | 1838.537
QLD | Dispatchable Storage | 100.4583 | 517.4865 | 465.0162 | 1374.0493 | 1586.9077 | 2389.4638 | 6444.1789 | 4236.5744 | 4063.7946 | 8600.0288 | 8555.3457 | 8213.3234 | 8129.8743 | 7012.3015 | 6525.9642 | 6303.1879 | 6321.4355 | 4173.198 | 4946.783 | 5456.8746 | 5270.3253
QLD | Wind | 6251.3884 | 11799.5754 | 11484.3457 | 11214.3095 | 11743.3478 | 19217.8532 | 20052.7913 | 20047.4919 | 20218.1726 | 21069.1192 | 23319.1676 | 46965.7163 | 45335.4815 | 51002.9358 | 64418.8785 | 80158.6053 | 97678.0977 | 98868.7255 | 97927.9202 | 97946.5249 | 93798.9139
QLD | Solar | 0 | 0 | 0 | 0 | 0 | 0 | 0 | 0 | 0 | 0 | 0 | 0 | 0 | 0 | 0 | 0 | 0 | 0 | 0 | 0 | 0
Total |  | 230059.7273 | 226080.2059 | 240670.3057 | 234760.9 | 241768.6274 | 244659.2541 | 249358.4073 | 239542.0335 | 238059.1766 | 252568.82 | 252284.7986 | 245183.8984 | 242531.295 | 236169.1133 | 217906.4856 | 210852.5087 | 205201.8643 | 195384.1937 | 195675.0902 | 200466.5854 | 185578.6489
Region | Technology | 2022 | 2023 | 2024 | 2025 | 2026 | 2027 | 2028 | 2029 | 2030 | 2031 | 2032 | 2033 | 2034 | 2035 | 2036 | 2037 | 2038 | 2039 | 2040 | 2041 | 2042
VIC | Black Coal | 0 | 0 | 0 | 0 | 0 | 0 | 0 | 0 | 0 | 0 | 0 | 0 | 0 | 0 | 0 | 0 | 0 | 0 | 0 | 0 | 0
VIC | Brown Coal | 134431.4695 | 141048.1383 | 140338.0441 | 142239.4324 | 143215.2416 | 130280.0164 | 134392.8953 | 124770.3644 | 125541.0442 | 100385.1716 | 99839.6183 | 99427.2919 | 100681.6652 | 99424.4569 | 96926.5181 | 95935.7181 | 94430.7318 | 95991.4531 | 97675.2622 | 94589.415 | 93933.8338
VIC | CCGT | 70.8675 | 35.6707 | 27.3644 | 19.1261 | 27.21 | 28.0418 | 16.6019 | 52.6587 | 17.7936 | 96.9232 | 38.931 | 43.217 | 29.5987 | 28.425 | 126.7383 | 145.0639 | 1163.7526 | 286.9378 | 0 | 0 | 0
VIC | Peaking Gas+Liquids | 339.3189 | 170.3856 | 101.0737 | 68.8498 | 142.4039 | 83.4828 | 16.6123 | 247.526 | 23.0602 | 279.8091 | 170.927 | 236.8401 | 21.6068 | 84.6559 | 560.7771 | 578.1 | 4471.3568 | 1256.2881 | 823.9024 | 2406.4397 | 798.3771
VIC | Hydro | 23083.1463 | 21400.1655 | 20286.2619 | 25560.4191 | 19815.0554 | 22853.4002 | 13843.8687 | 27963.051 | 26303.0825 | 20726.4434 | 22629.2844 | 20973.325 | 19870.2569 | 25048.5577 | 19424.0184 | 22393.908 | 13558.2067 | 27398.5539 | 25793.6895 | 20306.3374 | 22164.162
VIC | Dispatchable Storage | 0 | 0 | 0 | 0 | 0 | 0 | 0 | 0 | 0 | 0 | 0 | 0 | 0 | 0 | 0 | 0 | 0 | 0 | 0 | 0 | 0
VIC | Wind | 35369.4248 | 33830.5387 | 34008.787 | 34999.85 | 37094.835 | 38218.8206 | 38710.3298 | 41950.1286 | 45766.7049 | 43817.1125 | 49603.1415 | 43122.6463 | 42773.1292 | 44192.6343 | 46038.1794 | 45331.2659 | 47602.1537 | 46553.422 | 50395.5537 | 50529.1067 | 56629.4672
VIC | Solar | 0 | 0 | 0 | 0 | 0 | 0 | 0 | 0 | 0 | 0 | 0 | 0 | 0 | 0 | 0 | 0 | 0 | 0 | 0 | 0 | 0
Total |  | 193294.227 | 196484.8987 | 194761.5312 | 202887.6775 | 200294.7458 | 191463.7618 | 186980.3079 | 194983.7287 | 197651.6854 | 165305.4599 | 172281.9022 | 163803.3203 | 163376.2569 | 168778.7299 | 163076.2314 | 164384.056 | 161226.2015 | 171486.6549 | 174688.4079 | 167831.2988 | 173525.8401
Region | Technology | 2022 | 2023 | 2024 | 2025 | 2026 | 2027 | 2028 | 2029 | 2030 | 2031 | 2032 | 2033 | 2034 | 2035 | 2036 | 2037 | 2038 | 2039 | 2040 | 2041 | 2042
SA | Black Coal | 0 | 0 | 0 | 0 | 0 | 0 | 0 | 0 | 0 | 0 | 0 | 0 | 0 | 0 | 0 | 0 | 0 | 0 | 0 | 0 | 0
SA | Brown Coal | 0 | 0 | 0 | 0 | 0 | 0 | 0 | 0 | 0 | 0 | 0 | 0 | 0 | 0 | 0 | 0 | 0 | 0 | 0 | 0 | 0
SA | CCGT | 10370.1159 | 10415.2298 | 7081.4134 | 3670.2035 | 3670.2035 | 3670.2035 | 4905.3497 | 3670.2035 | 3670.2035 | 11698.1192 | 5131.7425 | 9885.4192 | 9638.6318 | 5911.2668 | 8900.4709 | 7329.6519 | 0 | 0 | 0 | 0 | 0
SA | Peaking Gas+Liquids | 710.8947 | 848.8666 | 1298.9687 | 75.6505 | 114.1228 | 127.182 | 727.7011 | 368.6076 | 68.562 | 1849.3546 | 205.4053 | 1067.4838 | 708.8958 | 886.0004 | 1648.846 | 1132.6169 | 8377.5075 | 3018.3004 | 3057.6426 | 7230.7222 | 2902.1757
SA | Hydro | 0 | 0 | 0 | 0 | 0 | 0 | 0 | 0 | 0 | 0 | 0 | 0 | 0 | 0 | 0 | 0 | 0 | 0 | 0 | 0 | 0
SA | Dispatchable Storage | 0 | 0 | 0 | 0 | 0 | 0 | 0 | 0 | 0 | 0 | 0 | 0 | 0 | 0 | 0 | 0 | 0 | 0 | 0 | 0 | 0
SA | Wind | 18446.647 | 16402.2165 | 16921.2537 | 16783.9471 | 18375.5125 | 18022.7051 | 16616.3795 | 17069.2606 | 16743.84 | 16955.4095 | 20516.2725 | 17793.9311 | 16809.1944 | 16151.9011 | 23436.281 | 22152.1778 | 28385.2686 | 29329.774 | 27500.8701 | 25982.4116 | 28493.3781
SA | Solar | 0 | 0 | 0 | 0 | 0 | 0 | 0 | 0 | 0 | 0 | 0 | 0 | 0 | 0 | 0 | 0 | 0 | 0 | 0 | 0 | 0
Total |  | 29527.6576 | 27666.3129 | 25301.6359 | 20529.801 | 22159.8388 | 21820.0906 | 22249.4304 | 21108.0717 | 20482.6055 | 30502.8833 | 25853.4203 | 28746.8342 | 27156.7219 | 22949.1683 | 33985.5978 | 30614.4466 | 36762.7761 | 32348.0744 | 30558.5126 | 33213.1338 | 31395.5538
Region | Technology | 2022 | 2023 | 2024 | 2025 | 2026 | 2027 | 2028 | 2029 | 2030 | 2031 | 2032 | 2033 | 2034 | 2035 | 2036 | 2037 | 2038 | 2039 | 2040 | 2041 | 2042
TAS | Black Coal | 0 | 0 | 0 | 0 | 0 | 0 | 0 | 0 | 0 | 0 | 0 | 0 | 0 | 0 | 0 | 0 | 0 | 0 | 0 | 0 | 0
TAS | Brown Coal | 0 | 0 | 0 | 0 | 0 | 0 | 0 | 0 | 0 | 0 | 0 | 0 | 0 | 0 | 0 | 0 | 0 | 0 | 0 | 0 | 0
TAS | CCGT | 0 | 0 | 0 | 0 | 0 | 0 | 0 | 0 | 0 | 0 | 0 | 0 | 0 | 0 | 0 | 0 | 0 | 0 | 0 | 0 | 0
TAS | Peaking Gas+Liquids | 0 | 0 | 0 | 0 | 0 | 0 | 0 | 0 | 0 | 0 | 0 | 0 | 0 | 0 | 0 | 0 | 22.3936 | 15.2121 | 0 | 2.9504 | 0
TAS | Hydro | 73353.3061 | 57008.1337 | 57407.7758 | 68240.8304 | 63643.6073 | 74356.0315 | 43076.8727 | 69734.0199 | 62398.8208 | 49642.6431 | 72623.0567 | 56337.9284 | 56886.5538 | 65868.5115 | 62253.2191 | 70996.8661 | 42597.2906 | 69113.4291 | 61520.5437 | 49535.1002 | 68434.4218
TAS | VPP Battery | 0 | 0 | 0 | 0 | 0 | 0 | 0 | 0 | 0 | 0 | 0 | 0 | 0 | 0 | 0 | 0 | 0 | 0 | 0 | 0 | 0
TAS | Wind | 5758.7134 | 5553.724 | 5283.108 | 5741.3387 | 5944.0924 | 5924.6658 | 12127.1422 | 12120.4024 | 11928.3057 | 13787.8744 | 16972.3368 | 19115.9452 | 18178.6647 | 19402.5543 | 19719.4024 | 20018.7792 | 20254.8451 | 20776.7231 | 20406.8031 | 19756.1338 | 20631.0082
TAS | Solar | 0 | 0 | 0 | 0 | 0 | 0 | 0 | 0 | 0 | 0 | 0 | 0 | 0 | 0 | 0 | 0 | 0 | 0 | 0 | 0 | 0
Total |  | 79112.0195 | 62561.8577 | 62690.8839 | 73982.1691 | 69587.6996 | 80280.6973 | 55204.015 | 81854.4223 | 74327.1265 | 63430.5175 | 89595.3935 | 75453.8736 | 75065.2185 | 85271.0658 | 81972.6216 | 91015.6453 | 62874.5293 | 89905.3643 | 81927.3468 | 69294.1844 | 89065.4299

## FOMCost_1
FOM cost by technology ($000s) - Fast Change (Counterfactual)
Real June 2019 dollars. Years are financial year ending. Some rounding errors may be present.
Region | Technology | 2022 | 2023 | 2024 | 2025 | 2026 | 2027 | 2028 | 2029 | 2030 | 2031 | 2032 | 2033 | 2034 | 2035 | 2036 | 2037 | 2038 | 2039 | 2040 | 2041 | 2042
NEM | Black Coal | 1770652.2638 | 1521608.2889 | 812212.4597 | 1838726.5566 | 1292549.1319 | 856035.3531 | 686472.909 | 646762.3 | 646762.3 | 1216780.3797 | 785065.2849 | 977865.2889 | 421644.05 | 421644.05 | 311422.1803 | 272736.3 | 210578.8 | 210578.8 | 211155.7282 | 855185.8797 | 210578.8
NEM | Brown Coal | 685241 | 685241 | 687118.3726 | 685241 | 685241 | 1044346.2035 | 359363.8685 | 358382 | 304608 | 250834 | 135975.5178 | 135604 | 135604 | 135604 | 135975.5178 | 288766.6018 | 67802 | 67802 | 67987.7589 | 67802 | 67802
NEM | CCGT | 98720.8177 | 91542.753 | 89867.6931 | 89622.153 | 89622.153 | 89622.153 | 89867.6931 | 85514.203 | 85514.203 | 85514.203 | 85748.4885 | 85514.203 | 85514.203 | 85514.203 | 47339.546 | 47210.203 | 41565.773 | 41565.773 | 16139.7928 | 16095.695 | 16095.695
NEM | Peaking Gas+Liquids | 102587.4673 | 102587.4673 | 102868.5289 | 106144.8849 | 106144.8849 | 109232.4486 | 109898.2904 | 110745.2564 | 111783.6277 | 107315.4226 | 116186.5996 | 116547.7307 | 110000.6701 | 111280.9071 | 109613.4975 | 114753.0507 | 121240.3504 | 121782.0965 | 116258.6659 | 114125.4192 | 117348.1982
NEM | Hydro | 408726.67 | 408726.67 | 409846.4691 | 408726.67 | 408726.67 | 408726.67 | 409846.4691 | 408726.67 | 408726.67 | 408726.67 | 409846.4691 | 408726.67 | 408726.67 | 408726.67 | 409846.4691 | 408726.67 | 403613.518 | 403613.518 | 404719.3085 | 403613.518 | 403613.518
NEM | Dispatchable Storage | 50293.5 | 50467.482 | 50605.7491 | 62915.5732 | 89274.1593 | 91878.6609 | 103278.8955 | 113148.8755 | 114121.8534 | 119379.5398 | 127321.9737 | 127842.5497 | 134947.6691 | 135052.2835 | 151252.9789 | 159242.0732 | 171850.1582 | 173406.2123 | 175403.558 | 174924.3133 | 175316.1437
NEM | Wind | 412630.0856 | 455166.546 | 488962.5961 | 526777.9327 | 533250.1616 | 543041.4261 | 625622.5625 | 639951.4394 | 648265.3391 | 764273.6524 | 913134.479 | 934865.129 | 935573.3557 | 935573.3557 | 1371673.809 | 1653410.6299 | 2303737.152 | 2337808.0897 | 2216620.1733 | 2173295.3777 | 1506292.909
NEM | Solar | 134511.1742 | 147596.0807 | 148000.4535 | 147596.0807 | 164979.5444 | 173103.2532 | 222321.5384 | 223225.1125 | 223225.1125 | 252031.1901 | 267054.7843 | 269504.1965 | 270091.9317 | 270091.9317 | 370625.0653 | 270091.9317 | 326881.8892 | 399589.7494 | 270831.9096 | 270091.9317 | 270091.9317
Total |  | 3663362.9786 | 3462936.288 | 2789482.3221 | 3865750.8511 | 3369787.7052 | 3315986.1684 | 2606672.2266 | 2586455.8569 | 2543007.1057 | 3204855.0575 | 2840333.5969 | 3056469.7679 | 2502102.5496 | 2503487.401 | 2907749.0638 | 3214937.4602 | 3647269.6408 | 3756146.2389 | 3479116.8951 | 4075134.1346 | 2767139.1955
Region | Technology | 2022 | 2023 | 2024 | 2025 | 2026 | 2027 | 2028 | 2029 | 2030 | 2031 | 2032 | 2033 | 2034 | 2035 | 2036 | 2037 | 2038 | 2039 | 2040 | 2041 | 2042
NSW | Black Coal | 1047997.716 | 526176.75 | 447676.1589 | 1490320.2566 | 410780 | 336191 | 337112.0712 | 336191 | 336191 | 261602 | 189422.2973 | 111072.75 | 111072.75 | 111072.75 | 0 | 0 | 0 | 0 | 0 | 0 | 0
NSW | Brown Coal | 0 | 0 | 0 | 0 | 0 | 0 | 0 | 0 | 0 | 0 | 0 | 0 | 0 | 0 | 0 | 0 | 0 | 0 | 0 | 0 | 0
NSW | CCGT | 4694.8 | 4694.8 | 4707.6625 | 4694.8 | 4694.8 | 4694.8 | 4707.6625 | 4694.8 | 4694.8 | 4694.8 | 4707.6625 | 4694.8 | 4694.8 | 4694.8 | 4707.6625 | 4694.8 | 4694.8 | 4694.8 | 4707.6625 | 4694.8 | 4694.8
NSW | Peaking Gas+Liquids | 23071.8361 | 23071.8361 | 23135.0466 | 26009.4868 | 26009.4868 | 29097.0505 | 29543.3434 | 30609.8584 | 31648.2296 | 32967.2495 | 41634.7329 | 45745.1219 | 46188.1213 | 49238.5682 | 48614.8958 | 53921.1119 | 53921.1119 | 54227.0279 | 55193.9537 | 55043.1506 | 58265.9296
NSW | Hydro | 135226.3 | 135226.3 | 135596.783 | 135226.3 | 135226.3 | 135226.3 | 135596.783 | 135226.3 | 135226.3 | 135226.3 | 135596.783 | 135226.3 | 135226.3 | 135226.3 | 135596.783 | 135226.3 | 135226.3 | 135226.3 | 135596.783 | 135226.3 | 135226.3
NSW | Dispatchable Storage | 14203.2 | 14203.2 | 14242.1129 | 26651.2912 | 51445.44 | 52754.8423 | 52899.3761 | 52754.8423 | 52754.8423 | 52754.8423 | 52899.3761 | 52754.8423 | 54444.4274 | 54914.8918 | 55065.3436 | 56040.0354 | 56040.0354 | 56040.0354 | 56193.5697 | 56040.0354 | 56040.0354
NSW | Wind | 75120.0572 | 84505.7581 | 93731.1609 | 93475.0648 | 98185.4852 | 98185.4852 | 98454.4866 | 98185.4852 | 98185.4852 | 157110.0212 | 277950.5109 | 277191.0832 | 277191.0832 | 277191.0832 | 461922.7452 | 535916.1832 | 1177361.3058 | 508502.644 | 461922.7452 | 1036172.2275 | 535872.4598
NSW | Solar | 47972.3469 | 54621.5244 | 54771.1724 | 54621.5244 | 65643.3127 | 65643.3127 | 65823.1574 | 65643.3127 | 65643.3127 | 65643.3127 | 65823.1574 | 65643.3127 | 65643.3127 | 65643.3127 | 65823.1574 | 65643.3127 | 81557.8723 | 195141.1304 | 65823.1574 | 65643.3127 | 65643.3127
Total |  | 1348286.2562 | 842500.1686 | 773860.0971 | 1830998.7238 | 791984.8248 | 721792.7908 | 724136.8802 | 723305.5986 | 724343.9699 | 709998.5258 | 768034.52 | 692328.2101 | 694460.7946 | 697981.7059 | 771730.5875 | 851441.7432 | 1508801.4254 | 953831.9377 | 779437.8716 | 1352819.8262 | 855742.8375
Region | Technology | 2022 | 2023 | 2024 | 2025 | 2026 | 2027 | 2028 | 2029 | 2030 | 2031 | 2032 | 2033 | 2034 | 2035 | 2036 | 2037 | 2038 | 2039 | 2040 | 2041 | 2042
QLD | Black Coal | 722654.5478 | 995431.5389 | 364536.3008 | 348406.3 | 881769.1319 | 519844.3531 | 349360.8378 | 310571.3 | 310571.3 | 955178.3797 | 595642.9876 | 866792.5389 | 310571.3 | 310571.3 | 311422.1803 | 272736.3 | 210578.8 | 210578.8 | 211155.7282 | 855185.8797 | 210578.8
QLD | Brown Coal | 0 | 0 | 0 | 0 | 0 | 0 | 0 | 0 | 0 | 0 | 0 | 0 | 0 | 0 | 0 | 0 | 0 | 0 | 0 | 0 | 0
QLD | CCGT | 17038.923 | 17038.923 | 17085.605 | 17038.923 | 17038.923 | 17038.923 | 17085.605 | 12930.973 | 12930.973 | 12930.973 | 12966.4003 | 12930.973 | 12930.973 | 12930.973 | 12966.4003 | 12930.973 | 12930.973 | 12930.973 | 11432.1303 | 11400.895 | 11400.895
QLD | Peaking Gas+Liquids | 28890.735 | 28890.735 | 28969.8877 | 28890.735 | 28890.735 | 28890.735 | 28969.8877 | 28890.735 | 28890.735 | 28890.735 | 28969.8877 | 28890.735 | 24472.775 | 22702.565 | 22764.7638 | 22702.565 | 27164.4245 | 27400.2547 | 27475.3238 | 27400.2547 | 27400.2547
QLD | Hydro | 9019.032 | 9019.032 | 9043.7417 | 9019.032 | 9019.032 | 9019.032 | 9043.7417 | 9019.032 | 9019.032 | 9019.032 | 9043.7417 | 9019.032 | 9019.032 | 9019.032 | 9043.7417 | 9019.032 | 3905.88 | 3905.88 | 3916.581 | 3905.88 | 3905.88
QLD | Dispatchable Storage | 33732.6 | 33906.582 | 33999.4767 | 33906.582 | 33906.582 | 33906.582 | 33999.4767 | 42362.5666 | 42362.5666 | 43768.0938 | 43888.0064 | 44636.5441 | 50499.2284 | 50499.2284 | 50637.5824 | 55204.8159 | 58761.7667 | 58761.7667 | 59629.3935 | 59466.4717 | 59466.4717
QLD | Wind | 31002.1786 | 50577.8286 | 74271.5363 | 113219.9086 | 114981.7171 | 114981.7171 | 131377.3898 | 141977.9713 | 144936.636 | 159423.9841 | 159860.7622 | 172546.4036 | 172546.4036 | 172546.4036 | 173019.1335 | 172546.4036 | 172546.4036 | 172546.4036 | 173019.1335 | 172546.4036 | 172546.4036
QLD | Solar | 51485.1863 | 57920.9153 | 58079.6027 | 57920.9153 | 57920.9153 | 64533.6141 | 68185.5544 | 67999.2551 | 67999.2551 | 81354.421 | 85383.8551 | 88329.636 | 88917.3712 | 88917.3712 | 188954.1361 | 88917.3712 | 129792.7691 | 88917.3712 | 89160.9804 | 88917.3712 | 88917.3712
Total |  | 893823.2026 | 1192785.5548 | 585986.1509 | 608402.3958 | 1143527.0362 | 788214.9562 | 638022.4931 | 613751.8331 | 616710.4978 | 1290565.6186 | 935755.641 | 1223145.8626 | 668957.0831 | 667186.8731 | 768807.9381 | 634057.4606 | 615681.0168 | 575041.449 | 575789.2708 | 1218823.1557 | 574216.0761
Region | Technology | 2022 | 2023 | 2024 | 2025 | 2026 | 2027 | 2028 | 2029 | 2030 | 2031 | 2032 | 2033 | 2034 | 2035 | 2036 | 2037 | 2038 | 2039 | 2040 | 2041 | 2042
VIC | Black Coal | 0 | 0 | 0 | 0 | 0 | 0 | 0 | 0 | 0 | 0 | 0 | 0 | 0 | 0 | 0 | 0 | 0 | 0 | 0 | 0 | 0
VIC | Brown Coal | 685241 | 685241 | 687118.3726 | 685241 | 685241 | 1044346.2035 | 359363.8685 | 358382 | 304608 | 250834 | 135975.5178 | 135604 | 135604 | 135604 | 135975.5178 | 288766.6018 | 67802 | 67802 | 67987.7589 | 67802 | 67802
VIC | CCGT | 23940 | 23940 | 24005.589 | 23940 | 23940 | 23940 | 24005.589 | 23940 | 23940 | 23940 | 24005.589 | 23940 | 23940 | 23940 | 24005.589 | 23940 | 23940 | 23940 | 0 | 0 | 0
VIC | Peaking Gas+Liquids | 28747 | 28747 | 28825.7589 | 28747 | 28747 | 28747 | 28825.7589 | 28747 | 28747 | 28747 | 28825.7589 | 28747 | 26174.9 | 26174.9 | 26246.6121 | 26174.9 | 26174.9 | 26174.9 | 19571.1732 | 19517.7 | 19517.7
VIC | Hydro | 130551.08 | 130551.08 | 130908.7542 | 130551.08 | 130551.08 | 130551.08 | 130908.7542 | 130551.08 | 130551.08 | 130551.08 | 130908.7542 | 130551.08 | 130551.08 | 130551.08 | 130908.7542 | 130551.08 | 130551.08 | 130551.08 | 130908.7542 | 130551.08 | 130551.08
VIC | Dispatchable Storage | 609.75 | 609.75 | 611.4205 | 609.75 | 2174.1873 | 3469.2865 | 14627.3037 | 16283.5165 | 17256.4945 | 21191.1336 | 26309.9982 | 26238.1129 | 25790.9629 | 25628.3629 | 36258.8132 | 36159.7454 | 41859.481 | 43415.5352 | 44350.1063 | 44228.9311 | 44620.7615
VIC | Wind | 182213.7686 | 195788.8781 | 196325.286 | 195788.8781 | 195788.8781 | 205580.1426 | 220549.2875 | 225025.3858 | 234538.7858 | 277865.9347 | 304984.0863 | 315253.9299 | 326326.6406 | 326326.6406 | 327220.6862 | 368771.0406 | 670178.6184 | 1231885.7119 | 894212.1073 | 795209.2405 | 628506.5395
VIC | Solar | 25184.0611 | 25184.0611 | 25253.0585 | 25184.0611 | 26695.0711 | 28206.0811 | 67801.7913 | 69127.5505 | 69127.5505 | 84578.4621 | 95336.7364 | 95076.2536 | 95076.2536 | 95076.2536 | 95336.7364 | 95076.2536 | 95076.2536 | 95076.2536 | 95336.7364 | 95076.2536 | 95076.2536
Total |  | 1076486.6597 | 1090061.7692 | 1093048.2398 | 1090061.7692 | 1093137.2166 | 1464839.7938 | 846082.3531 | 852056.5328 | 808768.9108 | 817707.6104 | 746346.4408 | 755410.3764 | 763463.8371 | 763301.2371 | 775952.7089 | 969439.6213 | 1055582.333 | 1618845.4806 | 1252366.6363 | 1152385.2052 | 986074.3346
Region | Technology | 2022 | 2023 | 2024 | 2025 | 2026 | 2027 | 2028 | 2029 | 2030 | 2031 | 2032 | 2033 | 2034 | 2035 | 2036 | 2037 | 2038 | 2039 | 2040 | 2041 | 2042
SA | Black Coal | 0 | 0 | 0 | 0 | 0 | 0 | 0 | 0 | 0 | 0 | 0 | 0 | 0 | 0 | 0 | 0 | 0 | 0 | 0 | 0 | 0
SA | Brown Coal | 0 | 0 | 0 | 0 | 0 | 0 | 0 | 0 | 0 | 0 | 0 | 0 | 0 | 0 | 0 | 0 | 0 | 0 | 0 | 0 | 0
SA | CCGT | 53047.0947 | 45869.03 | 44068.8367 | 43948.43 | 43948.43 | 43948.43 | 44068.8367 | 43948.43 | 43948.43 | 43948.43 | 44068.8367 | 43948.43 | 43948.43 | 43948.43 | 5659.8942 | 5644.43 | 0 | 0 | 0 | 0 | 0
SA | Peaking Gas+Liquids | 19184.7562 | 19184.7562 | 19237.3172 | 19804.5231 | 19804.5231 | 19804.5231 | 19858.782 | 19804.5231 | 19804.5231 | 14017.2981 | 14055.7016 | 10471.7339 | 10471.7339 | 10471.7339 | 9286.7074 | 9261.3339 | 11286.774 | 11286.774 | 11317.6967 | 11286.774 | 11286.774
SA | Hydro | 0 | 0 | 0 | 0 | 0 | 0 | 0 | 0 | 0 | 0 | 0 | 0 | 0 | 0 | 0 | 0 | 0 | 0 | 0 | 0 | 0
SA | Dispatchable Storage | 1747.95 | 1747.95 | 1752.7389 | 1747.95 | 1747.95 | 1747.95 | 1752.7389 | 1747.95 | 1747.95 | 1665.4701 | 4224.593 | 4213.0504 | 4213.0504 | 4009.8004 | 9291.2397 | 11837.4765 | 15188.8751 | 15188.8751 | 15230.4885 | 15188.8751 | 15188.8751
SA | Wind | 98041.5122 | 98041.5122 | 98310.1191 | 98041.5122 | 98041.5122 | 98041.5122 | 124523.886 | 124183.6568 | 120025.4918 | 119294.7721 | 119621.6071 | 119294.7721 | 108930.2881 | 108930.2881 | 358793.7314 | 525598.0622 | 221426.6262 | 362649.1322 | 625071.512 | 107143.3081 | 107143.3081
SA | Solar | 9869.58 | 9869.58 | 9896.6199 | 9869.58 | 14720.2454 | 14720.2454 | 17995.5925 | 17946.4242 | 17946.4242 | 17946.4242 | 17995.5925 | 17946.4242 | 17946.4242 | 17946.4242 | 17995.5925 | 17946.4242 | 17946.4242 | 17946.4242 | 17995.5925 | 17946.4242 | 17946.4242
Total |  | 181890.8931 | 174712.8284 | 173265.6318 | 173411.9953 | 178262.6607 | 178262.6607 | 208199.8361 | 207630.9841 | 203472.8191 | 196872.3945 | 199966.3309 | 195874.4106 | 185509.9266 | 185306.6766 | 401027.1652 | 570287.7268 | 265848.6996 | 407071.2056 | 669615.2897 | 151565.3814 | 151565.3814
Region | Technology | 2022 | 2023 | 2024 | 2025 | 2026 | 2027 | 2028 | 2029 | 2030 | 2031 | 2032 | 2033 | 2034 | 2035 | 2036 | 2037 | 2038 | 2039 | 2040 | 2041 | 2042
TAS | Black Coal | 0 | 0 | 0 | 0 | 0 | 0 | 0 | 0 | 0 | 0 | 0 | 0 | 0 | 0 | 0 | 0 | 0 | 0 | 0 | 0 | 0
TAS | Brown Coal | 0 | 0 | 0 | 0 | 0 | 0 | 0 | 0 | 0 | 0 | 0 | 0 | 0 | 0 | 0 | 0 | 0 | 0 | 0 | 0 | 0
TAS | CCGT | 0 | 0 | 0 | 0 | 0 | 0 | 0 | 0 | 0 | 0 | 0 | 0 | 0 | 0 | 0 | 0 | 0 | 0 | 0 | 0 | 0
TAS | Peaking Gas+Liquids | 2693.14 | 2693.14 | 2700.5185 | 2693.14 | 2693.14 | 2693.14 | 2700.5185 | 2693.14 | 2693.14 | 2693.14 | 2700.5185 | 2693.14 | 2693.14 | 2693.14 | 2700.5185 | 2693.14 | 2693.14 | 2693.14 | 2700.5185 | 877.54 | 877.54
TAS | Hydro | 133930.258 | 133930.258 | 134297.1902 | 133930.258 | 133930.258 | 133930.258 | 134297.1902 | 133930.258 | 133930.258 | 133930.258 | 134297.1902 | 133930.258 | 133930.258 | 133930.258 | 134297.1902 | 133930.258 | 133930.258 | 133930.258 | 134297.1902 | 133930.258 | 133930.258
TAS | VPP Battery | 0 | 0 | 0 | 0 | 0 | 0 | 0 | 0 | 0 | 0 | 0 | 0 | 0 | 0 | 0 | 0 | 0 | 0 | 0 | 0 | 0
TAS | Wind | 26252.569 | 26252.569 | 26324.4938 | 26252.569 | 26252.569 | 26252.569 | 50717.5127 | 50578.9402 | 50578.9402 | 50578.9402 | 50717.5127 | 50578.9402 | 50578.9402 | 50578.9402 | 50717.5127 | 50578.9402 | 62224.198 | 62224.198 | 62394.6753 | 62224.198 | 62224.198
TAS | Solar | 0 | 0 | 0 | 0 | 0 | 0 | 2515.4428 | 2508.57 | 2508.57 | 2508.57 | 2515.4428 | 2508.57 | 2508.57 | 2508.57 | 2515.4428 | 2508.57 | 2508.57 | 2508.57 | 2515.4428 | 2508.57 | 2508.57
Total |  | 162875.967 | 162875.967 | 163322.2025 | 162875.967 | 162875.967 | 162875.967 | 190230.6642 | 189710.9082 | 189710.9082 | 189710.9082 | 190230.6642 | 189710.9082 | 189710.9082 | 189710.9082 | 190230.6642 | 189710.9082 | 201356.166 | 201356.166 | 201907.8267 | 199540.566 | 199540.566

## FOMCost_2
FOM cost by technology ($000s) - Fast Change (DP8)
Real June 2019 dollars. Years are financial year ending. Some rounding errors may be present.
Region | Technology | 2022 | 2023 | 2024 | 2025 | 2026 | 2027 | 2028 | 2029 | 2030 | 2031 | 2032 | 2033 | 2034 | 2035 | 2036 | 2037 | 2038 | 2039 | 2040 | 2041 | 2042
NEM | Black Coal | 1770652.2638 | 1521608.2889 | 888089.7748 | 2569565.9549 | 1308764.1319 | 907923.3531 | 738503.0679 | 698650.3 | 698650.3 | 1304341.3797 | 1123100.6066 | 506232.3 | 506232.3 | 491098.3 | 268063.7145 | 229496.3 | 167338.8 | 167338.8 | 167797.2625 | 811945.8797 | 167338.8
NEM | Brown Coal | 685241 | 685241 | 687118.3726 | 685241 | 685241 | 1073396.2035 | 1477455.09 | 577693 | 577693 | 462463 | 463730.0219 | 462463 | 462463 | 462463 | 463730.0219 | 904392.2035 | 1304414.3274 | 462463 | 463730.0219 | 462463 | 462463
NEM | CCGT | 98720.8177 | 91542.753 | 89867.6931 | 89622.153 | 89622.153 | 89622.153 | 89867.6931 | 85514.203 | 85514.203 | 85514.203 | 85748.4885 | 85514.203 | 85514.203 | 85514.203 | 47339.546 | 47210.203 | 41565.773 | 41565.773 | 16139.7928 | 16095.695 | 16095.695
NEM | Peaking Gas+Liquids | 102587.4673 | 102587.4673 | 102868.5289 | 102587.4673 | 102587.4673 | 102587.4673 | 102868.5289 | 102587.4673 | 102587.4673 | 96800.2423 | 97065.4485 | 93254.6781 | 86264.6181 | 84494.4081 | 82753.6109 | 82527.5081 | 82527.5081 | 82527.5081 | 76078.172 | 74054.7081 | 74054.7081
NEM | Hydro | 408726.67 | 408726.67 | 409846.4691 | 408726.67 | 408726.67 | 408726.67 | 409846.4691 | 408726.67 | 408726.67 | 408726.67 | 430022.7957 | 428847.87 | 428847.87 | 428847.87 | 430022.7957 | 428847.87 | 423734.718 | 423734.718 | 424895.635 | 423734.718 | 423734.718
NEM | Dispatchable Storage | 50293.5 | 50467.482 | 50605.7491 | 62915.5732 | 87709.722 | 87709.722 | 87950.0226 | 87709.722 | 87709.722 | 87465.822 | 105536.1083 | 105247.7583 | 107790.2907 | 114680.6215 | 138535.6023 | 142836.9363 | 158173.6272 | 166449.3261 | 166905.3516 | 181866.7767 | 189115.5353
NEM | Wind | 412630.0856 | 455166.546 | 456413.5776 | 455166.546 | 455166.546 | 483194.9476 | 520906.8028 | 529282.3621 | 534922.9991 | 610136.3139 | 641767.2278 | 755139.3232 | 758726.5204 | 778040.6033 | 970580.8346 | 1012562.9913 | 1181660.42 | 1153756.04 | 1150237.2466 | 1137532.6472 | 1135319.5412
NEM | Solar | 134511.1742 | 147596.0807 | 148000.4535 | 153353.4087 | 162394.7612 | 179025.1461 | 205872.9044 | 205612.6121 | 207123.6221 | 235862.5149 | 258739.979 | 276632.1334 | 292610.1596 | 294557.9136 | 348963.3786 | 348009.9267 | 378871.3461 | 374947.0131 | 389131.0349 | 426192.2339 | 426192.2339
Total |  | 3663362.9786 | 3462936.288 | 2832810.6188 | 4527178.7731 | 3300212.4514 | 3332185.6627 | 3633270.5788 | 2695776.3366 | 2702927.9836 | 3291310.1458 | 3205710.6762 | 2713331.2661 | 2728448.9619 | 2739696.9195 | 2749989.5045 | 3195883.9391 | 3738286.5198 | 2872782.1783 | 2854914.5173 | 3533885.6586 | 2894314.2315
Region | Technology | 2022 | 2023 | 2024 | 2025 | 2026 | 2027 | 2028 | 2029 | 2030 | 2031 | 2032 | 2033 | 2034 | 2035 | 2036 | 2037 | 2038 | 2039 | 2040 | 2041 | 2042
NSW | Black Coal | 1047997.716 | 526176.75 | 447676.1589 | 1490320.2566 | 336191 | 297275 | 298089.4521 | 297275 | 297275 | 258359 | 436404.8408 | 183770 | 183770 | 183770 | 35770.7342 | 35673 | 35673 | 35673 | 35770.7342 | 35673 | 35673
NSW | Brown Coal | 0 | 0 | 0 | 0 | 0 | 0 | 0 | 0 | 0 | 0 | 0 | 0 | 0 | 0 | 0 | 0 | 0 | 0 | 0 | 0 | 0
NSW | CCGT | 4694.8 | 4694.8 | 4707.6625 | 4694.8 | 4694.8 | 4694.8 | 4707.6625 | 4694.8 | 4694.8 | 4694.8 | 4707.6625 | 4694.8 | 4694.8 | 4694.8 | 4707.6625 | 4694.8 | 4694.8 | 4694.8 | 4707.6625 | 4694.8 | 4694.8
NSW | Peaking Gas+Liquids | 23071.8361 | 23071.8361 | 23135.0466 | 23071.8361 | 23071.8361 | 23071.8361 | 23135.0466 | 23071.8361 | 23071.8361 | 23071.8361 | 23135.0466 | 23071.8361 | 23071.8361 | 23071.8361 | 22376.474 | 22315.3361 | 22315.3361 | 22315.3361 | 22376.474 | 22315.3361 | 22315.3361
NSW | Hydro | 135226.3 | 135226.3 | 135596.783 | 135226.3 | 135226.3 | 135226.3 | 135596.783 | 135226.3 | 135226.3 | 135226.3 | 135596.783 | 135226.3 | 135226.3 | 135226.3 | 135596.783 | 135226.3 | 135226.3 | 135226.3 | 135596.783 | 135226.3 | 135226.3
NSW | Dispatchable Storage | 14203.2 | 14203.2 | 14242.1129 | 26651.2912 | 51445.44 | 51445.44 | 51586.3864 | 51445.44 | 51445.44 | 51445.44 | 69417.0403 | 69227.3763 | 69227.3763 | 69227.3763 | 84633.2171 | 84401.9788 | 84401.9788 | 84401.9788 | 84633.2171 | 94946.2688 | 94946.2688
NSW | Wind | 75120.0572 | 84505.7581 | 84737.2807 | 84505.7581 | 84505.7581 | 84505.7581 | 84737.2807 | 84505.7581 | 84505.7581 | 148949.4816 | 151602.9363 | 169763.8333 | 183809.868 | 183809.868 | 304105.4352 | 301143.9161 | 318001.1039 | 316626.5039 | 317493.9738 | 300108.3939 | 297895.2879
NSW | Solar | 47972.3469 | 54621.5244 | 54771.1724 | 60378.8524 | 65536.2347 | 76751.1831 | 87267.9022 | 87029.4653 | 87029.4653 | 109808.5779 | 130885.212 | 141522.9369 | 141522.9369 | 141522.9369 | 169043.4788 | 168581.6114 | 184982.3429 | 181058.0099 | 183142.603 | 212534.5772 | 212534.5772
Total |  | 1348286.2562 | 842500.1686 | 764866.217 | 1824849.0944 | 700671.3689 | 672970.3174 | 685120.5135 | 683248.5995 | 683248.5995 | 731555.4356 | 951749.5216 | 727277.0826 | 741323.1172 | 741323.1172 | 756233.7848 | 752036.9423 | 785294.8616 | 779995.9286 | 783721.4476 | 805498.676 | 803285.57
Region | Technology | 2022 | 2023 | 2024 | 2025 | 2026 | 2027 | 2028 | 2029 | 2030 | 2031 | 2032 | 2033 | 2034 | 2035 | 2036 | 2037 | 2038 | 2039 | 2040 | 2041 | 2042
QLD | Black Coal | 722654.5478 | 995431.5389 | 440413.6159 | 1079245.6982 | 972573.1319 | 610648.3531 | 440413.6159 | 401375.3 | 401375.3 | 1045982.3797 | 686695.7657 | 322462.3 | 322462.3 | 307328.3 | 232292.9803 | 193823.3 | 131665.8 | 131665.8 | 132026.5282 | 776272.8797 | 131665.8
QLD | Brown Coal | 0 | 0 | 0 | 0 | 0 | 0 | 0 | 0 | 0 | 0 | 0 | 0 | 0 | 0 | 0 | 0 | 0 | 0 | 0 | 0 | 0
QLD | CCGT | 17038.923 | 17038.923 | 17085.605 | 17038.923 | 17038.923 | 17038.923 | 17085.605 | 12930.973 | 12930.973 | 12930.973 | 12966.4003 | 12930.973 | 12930.973 | 12930.973 | 12966.4003 | 12930.973 | 12930.973 | 12930.973 | 11432.1303 | 11400.895 | 11400.895
QLD | Peaking Gas+Liquids | 28890.735 | 28890.735 | 28969.8877 | 28890.735 | 28890.735 | 28890.735 | 28969.8877 | 28890.735 | 28890.735 | 28890.735 | 28969.8877 | 28890.735 | 24472.775 | 22702.565 | 22764.7638 | 22702.565 | 22702.565 | 22702.565 | 22764.7638 | 22702.565 | 22702.565
QLD | Hydro | 9019.032 | 9019.032 | 9043.7417 | 9019.032 | 9019.032 | 9019.032 | 9043.7417 | 9019.032 | 9019.032 | 9019.032 | 9043.7417 | 9019.032 | 9019.032 | 9019.032 | 9043.7417 | 9019.032 | 3905.88 | 3905.88 | 3916.581 | 3905.88 | 3905.88
QLD | Dispatchable Storage | 33732.6 | 33906.582 | 33999.4767 | 33906.582 | 33906.582 | 33906.582 | 33999.4767 | 33906.582 | 33906.582 | 33906.582 | 33999.4767 | 33906.582 | 36896.2644 | 44152.4452 | 51740.181 | 51725.8157 | 61751.3802 | 70027.0791 | 70218.9341 | 74900.2397 | 74900.2397
QLD | Wind | 31002.1786 | 50577.8286 | 50716.398 | 50577.8286 | 50577.8286 | 68814.9657 | 74271.5363 | 74068.6086 | 74068.6086 | 76793.8821 | 86808.0364 | 174231.9806 | 176543.1771 | 195857.2599 | 246881.0339 | 300376.4328 | 385148.5788 | 385148.5788 | 386203.7804 | 385148.5788 | 385148.5788
QLD | Solar | 51485.1863 | 57920.9153 | 58079.6027 | 57920.9153 | 57920.9153 | 57920.9153 | 58079.6027 | 57920.9153 | 57920.9153 | 57920.9153 | 58079.6027 | 57920.9153 | 73405.4957 | 75353.2497 | 102025.346 | 101746.5883 | 116207.2762 | 116207.2762 | 128093.8781 | 135975.9296 | 135975.9296
Total |  | 893823.2026 | 1192785.5548 | 638308.3277 | 1276599.7141 | 1169927.1477 | 826239.5061 | 661863.466 | 618112.1458 | 618112.1458 | 1265444.499 | 916562.9113 | 639362.5178 | 655730.0171 | 667343.8248 | 677714.447 | 692324.7068 | 734312.4531 | 742588.152 | 754656.596 | 1410306.9678 | 765699.8881
Region | Technology | 2022 | 2023 | 2024 | 2025 | 2026 | 2027 | 2028 | 2029 | 2030 | 2031 | 2032 | 2033 | 2034 | 2035 | 2036 | 2037 | 2038 | 2039 | 2040 | 2041 | 2042
VIC | Black Coal | 0 | 0 | 0 | 0 | 0 | 0 | 0 | 0 | 0 | 0 | 0 | 0 | 0 | 0 | 0 | 0 | 0 | 0 | 0 | 0 | 0
VIC | Brown Coal | 685241 | 685241 | 687118.3726 | 685241 | 685241 | 1073396.2035 | 1477455.09 | 577693 | 577693 | 462463 | 463730.0219 | 462463 | 462463 | 462463 | 463730.0219 | 904392.2035 | 1304414.3274 | 462463 | 463730.0219 | 462463 | 462463
VIC | CCGT | 23940 | 23940 | 24005.589 | 23940 | 23940 | 23940 | 24005.589 | 23940 | 23940 | 23940 | 24005.589 | 23940 | 23940 | 23940 | 24005.589 | 23940 | 23940 | 23940 | 0 | 0 | 0
VIC | Peaking Gas+Liquids | 28747 | 28747 | 28825.7589 | 28747 | 28747 | 28747 | 28825.7589 | 28747 | 28747 | 28747 | 28825.7589 | 28747 | 26174.9 | 26174.9 | 26246.6121 | 26174.9 | 26174.9 | 26174.9 | 19571.1732 | 19517.7 | 19517.7
VIC | Hydro | 130551.08 | 130551.08 | 130908.7542 | 130551.08 | 130551.08 | 130551.08 | 130908.7542 | 130551.08 | 130551.08 | 130551.08 | 130908.7542 | 130551.08 | 130551.08 | 130551.08 | 130908.7542 | 130551.08 | 130551.08 | 130551.08 | 130908.7542 | 130551.08 | 130551.08
VIC | Dispatchable Storage | 609.75 | 609.75 | 611.4205 | 609.75 | 609.75 | 609.75 | 611.4205 | 609.75 | 609.75 | 609.75 | 611.4205 | 609.75 | 162.6 | 0 | 0 | 0 | 0 | 0 | 0 | 0 | 0
VIC | Wind | 182213.7686 | 195788.8781 | 196325.286 | 195788.8781 | 195788.8781 | 205580.1426 | 215969.0239 | 225177.7466 | 234976.5486 | 234976.5486 | 235620.32 | 234976.5486 | 232570.9986 | 232570.9986 | 233208.1794 | 232645.1397 | 256283.6111 | 237039.2111 | 245288.6734 | 253361.701 | 253361.701
VIC | Solar | 25184.0611 | 25184.0611 | 25253.0585 | 25184.0611 | 26724.4111 | 28264.7611 | 31122.425 | 31339.5931 | 32850.6031 | 32850.6031 | 32940.6047 | 37081.4311 | 37081.4311 | 37081.4311 | 37183.024 | 37081.4311 | 37081.4311 | 37081.4311 | 37183.024 | 37081.4311 | 37081.4311
Total |  | 1076486.6597 | 1090061.7692 | 1093048.2398 | 1090061.7692 | 1091602.1192 | 1491088.9372 | 1908898.0616 | 1018058.1697 | 1029367.9817 | 914137.9817 | 916642.4693 | 918368.8097 | 912944.0097 | 912781.4097 | 915282.1807 | 1354784.7543 | 1778445.3496 | 917249.6221 | 896681.6467 | 902974.9121 | 902974.9121
Region | Technology | 2022 | 2023 | 2024 | 2025 | 2026 | 2027 | 2028 | 2029 | 2030 | 2031 | 2032 | 2033 | 2034 | 2035 | 2036 | 2037 | 2038 | 2039 | 2040 | 2041 | 2042
SA | Black Coal | 0 | 0 | 0 | 0 | 0 | 0 | 0 | 0 | 0 | 0 | 0 | 0 | 0 | 0 | 0 | 0 | 0 | 0 | 0 | 0 | 0
SA | Brown Coal | 0 | 0 | 0 | 0 | 0 | 0 | 0 | 0 | 0 | 0 | 0 | 0 | 0 | 0 | 0 | 0 | 0 | 0 | 0 | 0 | 0
SA | CCGT | 53047.0947 | 45869.03 | 44068.8367 | 43948.43 | 43948.43 | 43948.43 | 44068.8367 | 43948.43 | 43948.43 | 43948.43 | 44068.8367 | 43948.43 | 43948.43 | 43948.43 | 5659.8942 | 5644.43 | 0 | 0 | 0 | 0 | 0
SA | Peaking Gas+Liquids | 19184.7562 | 19184.7562 | 19237.3172 | 19184.7562 | 19184.7562 | 19184.7562 | 19237.3172 | 19184.7562 | 19184.7562 | 13397.5312 | 13434.2368 | 9851.967 | 9851.967 | 9851.967 | 8665.2426 | 8641.567 | 8641.567 | 8641.567 | 8665.2426 | 8641.567 | 8641.567
SA | Hydro | 0 | 0 | 0 | 0 | 0 | 0 | 0 | 0 | 0 | 0 | 0 | 0 | 0 | 0 | 0 | 0 | 0 | 0 | 0 | 0 | 0
SA | Dispatchable Storage | 1747.95 | 1747.95 | 1752.7389 | 1747.95 | 1747.95 | 1747.95 | 1752.7389 | 1747.95 | 1747.95 | 1504.05 | 1508.1707 | 1504.05 | 1504.05 | 1300.8 | 2162.2043 | 6709.1418 | 12020.2682 | 12020.2682 | 12053.2004 | 12020.2682 | 19269.0268
SA | Wind | 98041.5122 | 98041.5122 | 98310.1191 | 98041.5122 | 98041.5122 | 98041.5122 | 99792.405 | 99519.7482 | 95361.5832 | 97662.6402 | 106739.1583 | 106447.5213 | 96083.0373 | 96083.0373 | 116475.7344 | 108678.0633 | 147717.588 | 140432.208 | 126537.1451 | 124404.4352 | 124404.4352
SA | Solar | 9869.58 | 9869.58 | 9896.6199 | 9869.58 | 12213.2001 | 16088.2866 | 29402.9745 | 29322.6385 | 29322.6385 | 35282.4186 | 36834.5595 | 40106.8502 | 40600.296 | 40600.296 | 40711.5297 | 40600.296 | 40600.296 | 40600.296 | 40711.5297 | 40600.296 | 40600.296
Total |  | 181890.8931 | 174712.8284 | 173265.6318 | 172792.2284 | 175135.8485 | 179010.935 | 194254.2723 | 193723.5229 | 189565.3579 | 191795.0701 | 202584.962 | 201858.8185 | 191987.7803 | 191784.5303 | 173674.6051 | 170273.4982 | 208979.7192 | 201694.3392 | 187967.1178 | 185666.5664 | 192915.325
Region | Technology | 2022 | 2023 | 2024 | 2025 | 2026 | 2027 | 2028 | 2029 | 2030 | 2031 | 2032 | 2033 | 2034 | 2035 | 2036 | 2037 | 2038 | 2039 | 2040 | 2041 | 2042
TAS | Black Coal | 0 | 0 | 0 | 0 | 0 | 0 | 0 | 0 | 0 | 0 | 0 | 0 | 0 | 0 | 0 | 0 | 0 | 0 | 0 | 0 | 0
TAS | Brown Coal | 0 | 0 | 0 | 0 | 0 | 0 | 0 | 0 | 0 | 0 | 0 | 0 | 0 | 0 | 0 | 0 | 0 | 0 | 0 | 0 | 0
TAS | CCGT | 0 | 0 | 0 | 0 | 0 | 0 | 0 | 0 | 0 | 0 | 0 | 0 | 0 | 0 | 0 | 0 | 0 | 0 | 0 | 0 | 0
TAS | Peaking Gas+Liquids | 2693.14 | 2693.14 | 2700.5185 | 2693.14 | 2693.14 | 2693.14 | 2700.5185 | 2693.14 | 2693.14 | 2693.14 | 2700.5185 | 2693.14 | 2693.14 | 2693.14 | 2700.5185 | 2693.14 | 2693.14 | 2693.14 | 2700.5185 | 877.54 | 877.54
TAS | Hydro | 133930.258 | 133930.258 | 134297.1902 | 133930.258 | 133930.258 | 133930.258 | 134297.1902 | 133930.258 | 133930.258 | 133930.258 | 154473.5168 | 154051.458 | 154051.458 | 154051.458 | 154473.5168 | 154051.458 | 154051.458 | 154051.458 | 154473.5168 | 154051.458 | 154051.458
TAS | VPP Battery | 0 | 0 | 0 | 0 | 0 | 0 | 0 | 0 | 0 | 0 | 0 | 0 | 0 | 0 | 0 | 0 | 0 | 0 | 0 | 0 | 0
TAS | Wind | 26252.569 | 26252.569 | 26324.4938 | 26252.569 | 26252.569 | 26252.569 | 46136.5568 | 46010.5007 | 46010.5007 | 51753.7614 | 60996.7769 | 69719.4395 | 69719.4395 | 69719.4395 | 69910.4517 | 69719.4395 | 74509.5383 | 74509.5383 | 74713.674 | 74509.5383 | 74509.5383
TAS | Solar | 0 | 0 | 0 | 0 | 0 | 0 | 0 | 0 | 0 | 0 | 0 | 0 | 0 | 0 | 0 | 0 | 0 | 0 | 0 | 0 | 0
Total |  | 162875.967 | 162875.967 | 163322.2025 | 162875.967 | 162875.967 | 162875.967 | 183134.2655 | 182633.8987 | 182633.8987 | 188377.1594 | 218170.8121 | 226464.0375 | 226464.0375 | 226464.0375 | 227084.4869 | 226464.0375 | 231254.1363 | 231254.1363 | 231887.7092 | 229438.5363 | 229438.5363

## FuelCost_1
Fuel cost by technology ($000s) - Fast Change (Counterfactual)
Real June 2019 dollars. Years are financial year ending. Some rounding errors may be present.
Region | Technology | 2022 | 2023 | 2024 | 2025 | 2026 | 2027 | 2028 | 2029 | 2030 | 2031 | 2032 | 2033 | 2034 | 2035 | 2036 | 2037 | 2038 | 2039 | 2040 | 2041 | 2042
NEM | Black Coal | 1929575.4042 | 1880563.4667 | 1931093.7912 | 1745648.1717 | 1660842.9298 | 1678912.9445 | 1953259.9872 | 1953388.6626 | 1954529.1887 | 1626115.2976 | 1410764.8216 | 1059924.9503 | 1104542.763 | 1109439.9667 | 604715.9255 | 553969.0738 | 470898.2889 | 472533.7119 | 481681.9002 | 471911.6319 | 470443.4467
NEM | Brown Coal | 256364.5927 | 266264.8341 | 264991.3941 | 257566.7068 | 249171.6918 | 222644.5431 | 148523.4029 | 140186.0631 | 121683.7506 | 101737.1788 | 52435.9468 | 57015.08 | 58540.6364 | 53893.2843 | 41301.0673 | 18725.9773 | 19504.0555 | 16355.0999 | 20180.4167 | 20501.4054 | 18635.6186
NEM | CCGT | 236888.4133 | 244931.4837 | 233012.2725 | 239459.4947 | 227793.0824 | 245568.8597 | 417974.7963 | 256587.5243 | 292454.237 | 773783.8936 | 796963.7865 | 1166691.5296 | 1204210.8307 | 1189267.478 | 1230916.9012 | 1297517.7123 | 1200330.5491 | 1195834.003 | 874170.7559 | 878232.805 | 882344.9482
NEM | Peaking Gas+Liquids | 10552.7661 | 8599.1796 | 16681.7382 | 21662.9064 | 21798.2397 | 28102.0819 | 53803.9006 | 40886.7276 | 38054.2699 | 174054.4119 | 249783.6347 | 1442194.8603 | 1437713.7593 | 1311645.5738 | 1924669.6418 | 2159314.9457 | 3609334.4179 | 3062722.8408 | 3676016.0787 | 4212063.1137 | 4106903.1954
NEM | Hydro | 0 | 0 | 0 | 0 | 0 | 0 | 0 | 0 | 0 | 0 | 0 | 0 | 0 | 0 | 0 | 0 | 0 | 0 | 0 | 0 | 0
NEM | Dispatchable Storage | 0 | 0 | 0 | 0 | 0 | 0 | 0 | 0 | 0 | 0 | 0 | 0 | 0 | 0 | 0 | 0 | 0 | 0 | 0 | 0 | 0
NEM | Wind | 0 | 0 | 0 | 0 | 0 | 0 | 0 | 0 | 0 | 0 | 0 | 0 | 0 | 0 | 0 | 0 | 0 | 0 | 0 | 0 | 0
NEM | Solar | 0 | 0 | 0 | 0 | 0 | 0 | 0 | 0 | 0 | 0 | 0 | 0 | 0 | 0 | 0 | 0 | 0 | 0 | 0 | 0 | 0
Total |  | 2433381.1762 | 2400358.964 | 2445779.196 | 2264337.2797 | 2159605.9437 | 2175228.4292 | 2573562.087 | 2391048.9777 | 2406721.4462 | 2675690.7819 | 2509948.1896 | 3725826.4202 | 3805007.9895 | 3664246.3028 | 3801603.5358 | 4029527.709 | 5300067.3114 | 4747445.6556 | 5052049.1515 | 5582708.956 | 5478327.2089
Region | Technology | 2022 | 2023 | 2024 | 2025 | 2026 | 2027 | 2028 | 2029 | 2030 | 2031 | 2032 | 2033 | 2034 | 2035 | 2036 | 2037 | 2038 | 2039 | 2040 | 2041 | 2042
NSW | Black Coal | 984705.9622 | 991915.2429 | 1087381.5507 | 973741.0738 | 901618.5297 | 887108.9653 | 1156094.8259 | 1187116.1627 | 1184240.7933 | 899268.2145 | 687496.8763 | 353373.9166 | 358476.7891 | 364855.3796 | 0 | 0 | 0 | 0 | 0 | 0 | 0
NSW | Brown Coal | 0 | 0 | 0 | 0 | 0 | 0 | 0 | 0 | 0 | 0 | 0 | 0 | 0 | 0 | 0 | 0 | 0 | 0 | 0 | 0 | 0
NSW | CCGT | 2238.7848 | 2370.9647 | 7237.1704 | 4743.5191 | 5007.3242 | 9372.5293 | 42954.2315 | 10776.8924 | 11543.4824 | 191710.5732 | 211678.7206 | 293941.9819 | 293975.7124 | 287920.511 | 274298.9861 | 276349.1096 | 289010.7853 | 285846.4025 | 288126.2021 | 288972.9299 | 291114.2511
NSW | Peaking Gas+Liquids | 1654.1636 | 458.9031 | 2114.1104 | 4373.1445 | 5322.5302 | 12712.2401 | 14941.6602 | 16556.6468 | 18326.6794 | 82154.4738 | 150449.5179 | 1052106.8102 | 1065382.9863 | 977601.8081 | 1586506.6649 | 1690299.2174 | 2545808.8265 | 2063674.8483 | 2525513.9019 | 2804681.8563 | 2891193.6639
NSW | Hydro | 0 | 0 | 0 | 0 | 0 | 0 | 0 | 0 | 0 | 0 | 0 | 0 | 0 | 0 | 0 | 0 | 0 | 0 | 0 | 0 | 0
NSW | Dispatchable Storage | 0 | 0 | 0 | 0 | 0 | 0 | 0 | 0 | 0 | 0 | 0 | 0 | 0 | 0 | 0 | 0 | 0 | 0 | 0 | 0 | 0
NSW | Wind | 0 | 0 | 0 | 0 | 0 | 0 | 0 | 0 | 0 | 0 | 0 | 0 | 0 | 0 | 0 | 0 | 0 | 0 | 0 | 0 | 0
NSW | Solar | 0 | 0 | 0 | 0 | 0 | 0 | 0 | 0 | 0 | 0 | 0 | 0 | 0 | 0 | 0 | 0 | 0 | 0 | 0 | 0 | 0
Total |  | 988598.9107 | 994745.1108 | 1096732.8315 | 982857.7374 | 911948.384 | 909193.7347 | 1213990.7176 | 1214449.7019 | 1214110.9552 | 1173133.2614 | 1049625.1147 | 1699422.7087 | 1717835.4878 | 1630377.6987 | 1860805.651 | 1966648.327 | 2834819.6118 | 2349521.2509 | 2813640.104 | 3093654.7862 | 3182307.9151
Region | Technology | 2022 | 2023 | 2024 | 2025 | 2026 | 2027 | 2028 | 2029 | 2030 | 2031 | 2032 | 2033 | 2034 | 2035 | 2036 | 2037 | 2038 | 2039 | 2040 | 2041 | 2042
QLD | Black Coal | 944869.4419 | 888648.2237 | 843712.2405 | 771907.098 | 759224.4001 | 791803.9791 | 797165.1613 | 766272.5 | 770288.3953 | 726847.0831 | 723267.9453 | 706551.0337 | 746065.974 | 744584.5871 | 604715.9255 | 553969.0738 | 470898.2889 | 472533.7119 | 481681.9002 | 471911.6319 | 470443.4467
QLD | Brown Coal | 0 | 0 | 0 | 0 | 0 | 0 | 0 | 0 | 0 | 0 | 0 | 0 | 0 | 0 | 0 | 0 | 0 | 0 | 0 | 0 | 0
QLD | CCGT | 79796.9723 | 80105.8094 | 91361.8073 | 92688.6239 | 91202.2522 | 99870.9291 | 117245.2155 | 100016.0937 | 101162.2439 | 220527.106 | 231525.6864 | 244376.862 | 224095.3497 | 243263.4786 | 515769.0053 | 551377.3416 | 639280.1614 | 669605.108 | 586044.5538 | 589259.8751 | 591230.6971
QLD | Peaking Gas+Liquids | 216.462 | 9.6015 | 3872.7742 | 5674.7701 | 5026.0275 | 5255.7565 | 4851.9427 | 10008.365 | 7043.6395 | 17402.2864 | 13118.9364 | 61803.87 | 27327.8173 | 42103.8492 | 41102.0327 | 72864.9214 | 395463.2725 | 494828.5853 | 548266.9835 | 568574.7999 | 633945.993
QLD | Hydro | 0 | 0 | 0 | 0 | 0 | 0 | 0 | 0 | 0 | 0 | 0 | 0 | 0 | 0 | 0 | 0 | 0 | 0 | 0 | 0 | 0
QLD | Dispatchable Storage | 0 | 0 | 0 | 0 | 0 | 0 | 0 | 0 | 0 | 0 | 0 | 0 | 0 | 0 | 0 | 0 | 0 | 0 | 0 | 0 | 0
QLD | Wind | 0 | 0 | 0 | 0 | 0 | 0 | 0 | 0 | 0 | 0 | 0 | 0 | 0 | 0 | 0 | 0 | 0 | 0 | 0 | 0 | 0
QLD | Solar | 0 | 0 | 0 | 0 | 0 | 0 | 0 | 0 | 0 | 0 | 0 | 0 | 0 | 0 | 0 | 0 | 0 | 0 | 0 | 0 | 0
Total |  | 1024882.8762 | 968763.6345 | 938946.822 | 870270.4919 | 855452.6798 | 896930.6647 | 919262.3195 | 876296.9586 | 878494.2787 | 964776.4755 | 967912.5682 | 1012731.7657 | 997489.141 | 1029951.9149 | 1161586.9635 | 1178211.3368 | 1505641.7229 | 1636967.4052 | 1615993.4375 | 1629746.3069 | 1695620.1368
Region | Technology | 2022 | 2023 | 2024 | 2025 | 2026 | 2027 | 2028 | 2029 | 2030 | 2031 | 2032 | 2033 | 2034 | 2035 | 2036 | 2037 | 2038 | 2039 | 2040 | 2041 | 2042
VIC | Black Coal | 0 | 0 | 0 | 0 | 0 | 0 | 0 | 0 | 0 | 0 | 0 | 0 | 0 | 0 | 0 | 0 | 0 | 0 | 0 | 0 | 0
VIC | Brown Coal | 256364.5927 | 266264.8341 | 264991.3941 | 257566.7068 | 249171.6918 | 222644.5431 | 148523.4029 | 140186.0631 | 121683.7506 | 101737.1788 | 52435.9468 | 57015.08 | 58540.6364 | 53893.2843 | 41301.0673 | 18725.9773 | 19504.0555 | 16355.0999 | 20180.4167 | 20501.4054 | 18635.6186
VIC | CCGT | 2833.2541 | 1511.1473 | 1264.0812 | 1584.2658 | 2184.3787 | 2603.986 | 34896.1186 | 3725.9789 | 5498.5822 | 44539.5933 | 49508.9812 | 218321.0282 | 232279.4018 | 222455.0363 | 215086.9901 | 235890.7992 | 272039.6024 | 240382.4924 | 0 | 0 | 0
VIC | Peaking Gas+Liquids | 3385.962 | 1779.7114 | 1038.7047 | 856.9584 | 2259.7302 | 1456.9984 | 3042.0064 | 2980.4763 | 2532.7639 | 11911.9738 | 22991.9192 | 239674.0946 | 243626.8604 | 193159.1337 | 196099.6511 | 291629.3922 | 372238.0825 | 302959.0024 | 345291.8095 | 473041.3166 | 311053.6329
VIC | Hydro | 0 | 0 | 0 | 0 | 0 | 0 | 0 | 0 | 0 | 0 | 0 | 0 | 0 | 0 | 0 | 0 | 0 | 0 | 0 | 0 | 0
VIC | Dispatchable Storage | 0 | 0 | 0 | 0 | 0 | 0 | 0 | 0 | 0 | 0 | 0 | 0 | 0 | 0 | 0 | 0 | 0 | 0 | 0 | 0 | 0
VIC | Wind | 0 | 0 | 0 | 0 | 0 | 0 | 0 | 0 | 0 | 0 | 0 | 0 | 0 | 0 | 0 | 0 | 0 | 0 | 0 | 0 | 0
VIC | Solar | 0 | 0 | 0 | 0 | 0 | 0 | 0 | 0 | 0 | 0 | 0 | 0 | 0 | 0 | 0 | 0 | 0 | 0 | 0 | 0 | 0
Total |  | 262583.8087 | 269555.6928 | 267294.18 | 260007.931 | 253615.8007 | 226705.5275 | 186461.5279 | 146892.5183 | 129715.0967 | 158188.746 | 124936.8472 | 515010.2028 | 534446.8985 | 469507.4544 | 452487.7085 | 546246.1687 | 663781.7403 | 559696.5948 | 365472.2262 | 493542.722 | 329689.2515
Region | Technology | 2022 | 2023 | 2024 | 2025 | 2026 | 2027 | 2028 | 2029 | 2030 | 2031 | 2032 | 2033 | 2034 | 2035 | 2036 | 2037 | 2038 | 2039 | 2040 | 2041 | 2042
SA | Black Coal | 0 | 0 | 0 | 0 | 0 | 0 | 0 | 0 | 0 | 0 | 0 | 0 | 0 | 0 | 0 | 0 | 0 | 0 | 0 | 0 | 0
SA | Brown Coal | 0 | 0 | 0 | 0 | 0 | 0 | 0 | 0 | 0 | 0 | 0 | 0 | 0 | 0 | 0 | 0 | 0 | 0 | 0 | 0 | 0
SA | CCGT | 152019.4021 | 160943.5623 | 133149.2135 | 140443.086 | 129399.1273 | 133721.4154 | 222879.2307 | 142068.5593 | 174249.9285 | 317006.6211 | 304250.3983 | 410051.6575 | 453860.3667 | 435628.452 | 225761.9196 | 233900.4619 | 0 | 0 | 0 | 0 | 0
SA | Peaking Gas+Liquids | 5296.1786 | 6350.9635 | 9656.149 | 10758.0334 | 9189.9519 | 8677.0869 | 30968.2912 | 11341.2395 | 10151.187 | 62585.678 | 63223.2612 | 88610.0854 | 101376.0954 | 98780.7828 | 100961.2931 | 104521.4147 | 295824.2364 | 201260.4047 | 256943.3838 | 365765.1409 | 270709.9056
SA | Hydro | 0 | 0 | 0 | 0 | 0 | 0 | 0 | 0 | 0 | 0 | 0 | 0 | 0 | 0 | 0 | 0 | 0 | 0 | 0 | 0 | 0
SA | Dispatchable Storage | 0 | 0 | 0 | 0 | 0 | 0 | 0 | 0 | 0 | 0 | 0 | 0 | 0 | 0 | 0 | 0 | 0 | 0 | 0 | 0 | 0
SA | Wind | 0 | 0 | 0 | 0 | 0 | 0 | 0 | 0 | 0 | 0 | 0 | 0 | 0 | 0 | 0 | 0 | 0 | 0 | 0 | 0 | 0
SA | Solar | 0 | 0 | 0 | 0 | 0 | 0 | 0 | 0 | 0 | 0 | 0 | 0 | 0 | 0 | 0 | 0 | 0 | 0 | 0 | 0 | 0
Total |  | 157315.5807 | 167294.5259 | 142805.3625 | 151201.1194 | 138589.0792 | 142398.5022 | 253847.5219 | 153409.7988 | 184401.1155 | 379592.299 | 367473.6594 | 498661.743 | 555236.4621 | 534409.2348 | 326723.2128 | 338421.8766 | 295824.2364 | 201260.4047 | 256943.3838 | 365765.1409 | 270709.9056
Region | Technology | 2022 | 2023 | 2024 | 2025 | 2026 | 2027 | 2028 | 2029 | 2030 | 2031 | 2032 | 2033 | 2034 | 2035 | 2036 | 2037 | 2038 | 2039 | 2040 | 2041 | 2042
TAS | Black Coal | 0 | 0 | 0 | 0 | 0 | 0 | 0 | 0 | 0 | 0 | 0 | 0 | 0 | 0 | 0 | 0 | 0 | 0 | 0 | 0 | 0
TAS | Brown Coal | 0 | 0 | 0 | 0 | 0 | 0 | 0 | 0 | 0 | 0 | 0 | 0 | 0 | 0 | 0 | 0 | 0 | 0 | 0 | 0 | 0
TAS | CCGT | 0 | 0 | 0 | 0 | 0 | 0 | 0 | 0 | 0 | 0 | 0 | 0 | 0 | 0 | 0 | 0 | 0 | 0 | 0 | 0 | 0
TAS | Peaking Gas+Liquids | 0 | 0 | 0 | 0 | 0 | 0 | 0 | 0 | 0 | 0 | 0 | 0 | 0 | 0 | 0 | 0 | 0 | 0 | 0 | 0 | 0
TAS | Hydro | 0 | 0 | 0 | 0 | 0 | 0 | 0 | 0 | 0 | 0 | 0 | 0 | 0 | 0 | 0 | 0 | 0 | 0 | 0 | 0 | 0
TAS | VPP Battery | 0 | 0 | 0 | 0 | 0 | 0 | 0 | 0 | 0 | 0 | 0 | 0 | 0 | 0 | 0 | 0 | 0 | 0 | 0 | 0 | 0
TAS | Wind | 0 | 0 | 0 | 0 | 0 | 0 | 0 | 0 | 0 | 0 | 0 | 0 | 0 | 0 | 0 | 0 | 0 | 0 | 0 | 0 | 0
TAS | Solar | 0 | 0 | 0 | 0 | 0 | 0 | 0 | 0 | 0 | 0 | 0 | 0 | 0 | 0 | 0 | 0 | 0 | 0 | 0 | 0 | 0
Total |  | 0 | 0 | 0 | 0 | 0 | 0 | 0 | 0 | 0 | 0 | 0 | 0 | 0 | 0 | 0 | 0 | 0 | 0 | 0 | 0 | 0

## FuelCost_2
Fuel cost by technology ($000s) - Fast Change (DP8)
Real June 2019 dollars. Years are financial year ending. Some rounding errors may be present.
Region | Technology | 2022 | 2023 | 2024 | 2025 | 2026 | 2027 | 2028 | 2029 | 2030 | 2031 | 2032 | 2033 | 2034 | 2035 | 2036 | 2037 | 2038 | 2039 | 2040 | 2041 | 2042
NEM | Black Coal | 1929227.2345 | 1870475.4584 | 1983905.6634 | 1869580.8265 | 1789249.2805 | 1714703.3257 | 1878526.1011 | 1818794.3306 | 1823617.7247 | 1820000.621 | 1575830.9584 | 1383312.6162 | 1409713.3032 | 1349257.1298 | 650275.2435 | 540625.8078 | 363680.0454 | 365552.4207 | 375528.0562 | 360410.6607 | 346736.8372
NEM | Brown Coal | 256450.6194 | 269471.4791 | 268117.2423 | 271842.3062 | 273544.8188 | 247216.0261 | 255158.0013 | 234809.8239 | 236315.9962 | 184470.188 | 183460.3699 | 182704.9238 | 185016.2632 | 182700.5224 | 178092.7883 | 176275.6159 | 173495.9281 | 176371.2528 | 179476.0148 | 173794.9308 | 172574.3273
NEM | CCGT | 236888.4133 | 244939.3589 | 231494.3128 | 134491.3024 | 137894.5033 | 140916.9892 | 171403.0552 | 144496.2041 | 141703.774 | 331927.3021 | 180626.8066 | 325157.1205 | 297023.9585 | 213476.9925 | 394234.7973 | 345769.5573 | 530565.6761 | 320124.9301 | 300113.0089 | 409383.5478 | 264439.0104
NEM | Peaking Gas+Liquids | 10552.7663 | 8377.0199 | 12348.5969 | 5688.8847 | 4781.8549 | 4407.4525 | 8267.5969 | 16044.0008 | 7970.9032 | 28901.6032 | 10428.1221 | 24246.6762 | 13213.4704 | 17941.244 | 38461.4077 | 46520.2818 | 236987.5573 | 92383.9889 | 60290.3285 | 179268.3524 | 54017.0442
NEM | Hydro | 0 | 0 | 0 | 0 | 0 | 0 | 0 | 0 | 0 | 0 | 0 | 0 | 0 | 0 | 0 | 0 | 0 | 0 | 0 | 0 | 0
NEM | Dispatchable Storage | 0 | 0 | 0 | 0 | 0 | 0 | 0 | 0 | 0 | 0 | 0 | 0 | 0 | 0 | 0 | 0 | 0 | 0 | 0 | 0 | 0
NEM | Wind | 0 | 0 | 0 | 0 | 0 | 0 | 0 | 0 | 0 | 0 | 0 | 0 | 0 | 0 | 0 | 0 | 0 | 0 | 0 | 0 | 0
NEM | Solar | 0 | 0 | 0 | 0 | 0 | 0 | 0 | 0 | 0 | 0 | 0 | 0 | 0 | 0 | 0 | 0 | 0 | 0 | 0 | 0 | 0
Total |  | 2433119.0336 | 2393263.3164 | 2495865.8154 | 2281603.3198 | 2205470.4576 | 2107243.7936 | 2313354.7543 | 2214144.3595 | 2209608.3981 | 2365299.7143 | 1950346.257 | 1915421.3367 | 1904966.9953 | 1763375.8888 | 1261064.2367 | 1109191.2628 | 1304729.2069 | 954432.5924 | 915407.4083 | 1122857.4918 | 837767.2191
Region | Technology | 2022 | 2023 | 2024 | 2025 | 2026 | 2027 | 2028 | 2029 | 2030 | 2031 | 2032 | 2033 | 2034 | 2035 | 2036 | 2037 | 2038 | 2039 | 2040 | 2041 | 2042
NSW | Black Coal | 983368.1087 | 975940.9305 | 1023049.1307 | 929119.0124 | 809340.7457 | 753072.2355 | 908428.3696 | 885315.8841 | 894888.9543 | 845922.0809 | 597107.8643 | 591187.3748 | 608801.1963 | 599639.2395 | 138488.8146 | 140544.3711 | 139476.1306 | 136795.6308 | 142044.7317 | 136917.9835 | 126550.0741
NSW | Brown Coal | 0 | 0 | 0 | 0 | 0 | 0 | 0 | 0 | 0 | 0 | 0 | 0 | 0 | 0 | 0 | 0 | 0 | 0 | 0 | 0 | 0
NSW | CCGT | 2238.7848 | 2370.9647 | 7237.1704 | 4479.9903 | 4729.1395 | 4971.9881 | 21605.1014 | 5259.3714 | 5400.0532 | 61247.043 | 5809.6439 | 46149.8918 | 42757.2802 | 18063.7025 | 87251.7376 | 74747.6565 | 155870.6685 | 93814.6988 | 93411.3779 | 146058.6865 | 78939.0704
NSW | Peaking Gas+Liquids | 1654.1636 | 239.0589 | 1568.4416 | 2731.6691 | 1616.889 | 2133.431 | 2356.1981 | 4152.8399 | 3393.2127 | 3912.1026 | 4027.8722 | 4280.7447 | 2843.2491 | 4534.9034 | 10872.6038 | 17099.7715 | 67560.4056 | 25435.3104 | 13138.7892 | 53512.6607 | 13115.0193
NSW | Hydro | 0 | 0 | 0 | 0 | 0 | 0 | 0 | 0 | 0 | 0 | 0 | 0 | 0 | 0 | 0 | 0 | 0 | 0 | 0 | 0 | 0
NSW | Dispatchable Storage | 0 | 0 | 0 | 0 | 0 | 0 | 0 | 0 | 0 | 0 | 0 | 0 | 0 | 0 | 0 | 0 | 0 | 0 | 0 | 0 | 0
NSW | Wind | 0 | 0 | 0 | 0 | 0 | 0 | 0 | 0 | 0 | 0 | 0 | 0 | 0 | 0 | 0 | 0 | 0 | 0 | 0 | 0 | 0
NSW | Solar | 0 | 0 | 0 | 0 | 0 | 0 | 0 | 0 | 0 | 0 | 0 | 0 | 0 | 0 | 0 | 0 | 0 | 0 | 0 | 0 | 0
Total |  | 987261.0571 | 978550.954 | 1031854.7428 | 936330.6718 | 815686.7742 | 760177.6547 | 932389.669 | 894728.0953 | 903682.2202 | 911081.2265 | 606945.3804 | 641618.0114 | 654401.7256 | 622237.8454 | 236613.1559 | 232391.7991 | 362907.2047 | 256045.64 | 248594.8988 | 336489.3308 | 218604.1637
Region | Technology | 2022 | 2023 | 2024 | 2025 | 2026 | 2027 | 2028 | 2029 | 2030 | 2031 | 2032 | 2033 | 2034 | 2035 | 2036 | 2037 | 2038 | 2039 | 2040 | 2041 | 2042
QLD | Black Coal | 945859.1258 | 894534.528 | 960856.5327 | 940461.8141 | 979908.5349 | 961631.0902 | 970097.7315 | 933478.4466 | 928728.7704 | 974078.5402 | 978723.0941 | 792125.2414 | 800912.1069 | 749617.8903 | 511786.4288 | 400081.4367 | 224203.9148 | 228756.7899 | 233483.3245 | 223492.6772 | 220186.7632
QLD | Brown Coal | 0 | 0 | 0 | 0 | 0 | 0 | 0 | 0 | 0 | 0 | 0 | 0 | 0 | 0 | 0 | 0 | 0 | 0 | 0 | 0 | 0
QLD | CCGT | 79796.9723 | 80105.8094 | 90807.804 | 88127.5797 | 88532.9231 | 88928.0159 | 89336.3024 | 88217.4931 | 85672.5657 | 120197.1633 | 101600.8075 | 149395.2189 | 129184.9123 | 115253.9413 | 196226.2444 | 177542.7575 | 312425.8908 | 210963.293 | 206701.6309 | 263324.8613 | 185499.94
QLD | Peaking Gas+Liquids | 216.462 | 9.6015 | 227.6877 | 1665.1205 | 589.3454 | 254.2026 | 5.8614 | 5182.441 | 3731.286 | 5358.4857 | 2023.8407 | 7242.3166 | 3842.091 | 4522.236 | 5677.5573 | 11633.2759 | 35552.2954 | 22575.7675 | 9301.4174 | 30084.6178 | 4923.273
QLD | Hydro | 0 | 0 | 0 | 0 | 0 | 0 | 0 | 0 | 0 | 0 | 0 | 0 | 0 | 0 | 0 | 0 | 0 | 0 | 0 | 0 | 0
QLD | Dispatchable Storage | 0 | 0 | 0 | 0 | 0 | 0 | 0 | 0 | 0 | 0 | 0 | 0 | 0 | 0 | 0 | 0 | 0 | 0 | 0 | 0 | 0
QLD | Wind | 0 | 0 | 0 | 0 | 0 | 0 | 0 | 0 | 0 | 0 | 0 | 0 | 0 | 0 | 0 | 0 | 0 | 0 | 0 | 0 | 0
QLD | Solar | 0 | 0 | 0 | 0 | 0 | 0 | 0 | 0 | 0 | 0 | 0 | 0 | 0 | 0 | 0 | 0 | 0 | 0 | 0 | 0 | 0
Total |  | 1025872.5601 | 974649.9388 | 1051892.0244 | 1030254.5143 | 1069030.8034 | 1050813.3088 | 1059439.8953 | 1026878.3808 | 1018132.6221 | 1099634.1892 | 1082347.7424 | 948762.7769 | 933939.1102 | 869394.0677 | 713690.2306 | 589257.4701 | 572182.101 | 462295.8505 | 449486.3729 | 516902.1562 | 410609.9762
Region | Technology | 2022 | 2023 | 2024 | 2025 | 2026 | 2027 | 2028 | 2029 | 2030 | 2031 | 2032 | 2033 | 2034 | 2035 | 2036 | 2037 | 2038 | 2039 | 2040 | 2041 | 2042
VIC | Black Coal | 0 | 0 | 0 | 0 | 0 | 0 | 0 | 0 | 0 | 0 | 0 | 0 | 0 | 0 | 0 | 0 | 0 | 0 | 0 | 0 | 0
VIC | Brown Coal | 256450.6194 | 269471.4791 | 268117.2423 | 271842.3062 | 273544.8188 | 247216.0261 | 255158.0013 | 234809.8239 | 236315.9962 | 184470.188 | 183460.3699 | 182704.9238 | 185016.2632 | 182700.5224 | 178092.7883 | 176275.6159 | 173495.9281 | 176371.2528 | 179476.0148 | 173794.9308 | 172574.3273
VIC | CCGT | 2833.2541 | 1510.484 | 1175.811 | 810.1721 | 1216.8351 | 1318.5617 | 796.5162 | 2619.4649 | 908.8472 | 5141.4382 | 2133.7197 | 2347.9035 | 1597.5632 | 1523.2576 | 6734.146 | 7716.5019 | 62269.1168 | 15346.9383 | 0 | 0 | 0
VIC | Peaking Gas+Liquids | 3385.8903 | 1777.9069 | 1018.8001 | 663.1799 | 1570.0254 | 923.5953 | 178.9784 | 3087.3827 | 269.1836 | 3392.46 | 2355.8855 | 2983.2387 | 263.6695 | 1040.3326 | 6826.6496 | 7115.1203 | 54671.5077 | 15737.3489 | 10039.9851 | 29351.4712 | 9715.8538
VIC | Hydro | 0 | 0 | 0 | 0 | 0 | 0 | 0 | 0 | 0 | 0 | 0 | 0 | 0 | 0 | 0 | 0 | 0 | 0 | 0 | 0 | 0
VIC | Dispatchable Storage | 0 | 0 | 0 | 0 | 0 | 0 | 0 | 0 | 0 | 0 | 0 | 0 | 0 | 0 | 0 | 0 | 0 | 0 | 0 | 0 | 0
VIC | Wind | 0 | 0 | 0 | 0 | 0 | 0 | 0 | 0 | 0 | 0 | 0 | 0 | 0 | 0 | 0 | 0 | 0 | 0 | 0 | 0 | 0
VIC | Solar | 0 | 0 | 0 | 0 | 0 | 0 | 0 | 0 | 0 | 0 | 0 | 0 | 0 | 0 | 0 | 0 | 0 | 0 | 0 | 0 | 0
Total |  | 262669.7638 | 272759.8701 | 270311.8534 | 273315.6583 | 276331.6794 | 249458.1832 | 256133.4959 | 240516.6716 | 237494.027 | 193004.0862 | 187949.9751 | 188036.0659 | 186877.4959 | 185264.1125 | 191653.584 | 191107.2381 | 290436.5526 | 207455.54 | 189515.9999 | 203146.402 | 182290.1811
Region | Technology | 2022 | 2023 | 2024 | 2025 | 2026 | 2027 | 2028 | 2029 | 2030 | 2031 | 2032 | 2033 | 2034 | 2035 | 2036 | 2037 | 2038 | 2039 | 2040 | 2041 | 2042
SA | Black Coal | 0 | 0 | 0 | 0 | 0 | 0 | 0 | 0 | 0 | 0 | 0 | 0 | 0 | 0 | 0 | 0 | 0 | 0 | 0 | 0 | 0
SA | Brown Coal | 0 | 0 | 0 | 0 | 0 | 0 | 0 | 0 | 0 | 0 | 0 | 0 | 0 | 0 | 0 | 0 | 0 | 0 | 0 | 0 | 0
SA | CCGT | 152019.4021 | 160952.1009 | 132273.5274 | 41073.5604 | 43415.6056 | 45698.4235 | 59665.1351 | 48399.8746 | 49722.3079 | 145341.6576 | 71082.6355 | 127264.1064 | 123484.2028 | 78636.0911 | 104022.6693 | 85762.6414 | 0 | 0 | 0 | 0 | 0
SA | Peaking Gas+Liquids | 5296.2504 | 6350.4527 | 9533.6675 | 628.9151 | 1005.595 | 1096.2235 | 5726.5591 | 3621.3372 | 577.2209 | 16238.5549 | 2020.5237 | 9740.3761 | 6264.4607 | 7843.7721 | 15084.5969 | 10672.1141 | 78862.9582 | 28405.394 | 27810.1367 | 66273.0267 | 26262.8981
SA | Hydro | 0 | 0 | 0 | 0 | 0 | 0 | 0 | 0 | 0 | 0 | 0 | 0 | 0 | 0 | 0 | 0 | 0 | 0 | 0 | 0 | 0
SA | Dispatchable Storage | 0 | 0 | 0 | 0 | 0 | 0 | 0 | 0 | 0 | 0 | 0 | 0 | 0 | 0 | 0 | 0 | 0 | 0 | 0 | 0 | 0
SA | Wind | 0 | 0 | 0 | 0 | 0 | 0 | 0 | 0 | 0 | 0 | 0 | 0 | 0 | 0 | 0 | 0 | 0 | 0 | 0 | 0 | 0
SA | Solar | 0 | 0 | 0 | 0 | 0 | 0 | 0 | 0 | 0 | 0 | 0 | 0 | 0 | 0 | 0 | 0 | 0 | 0 | 0 | 0 | 0
Total |  | 157315.6526 | 167302.5535 | 141807.1948 | 41702.4755 | 44421.2007 | 46794.647 | 65391.6942 | 52021.2118 | 50299.5288 | 161580.2125 | 73103.1592 | 137004.4824 | 129748.6636 | 86479.8632 | 119107.2662 | 96434.7555 | 78862.9582 | 28405.394 | 27810.1367 | 66273.0267 | 26262.8981
Region | Technology | 2022 | 2023 | 2024 | 2025 | 2026 | 2027 | 2028 | 2029 | 2030 | 2031 | 2032 | 2033 | 2034 | 2035 | 2036 | 2037 | 2038 | 2039 | 2040 | 2041 | 2042
TAS | Black Coal | 0 | 0 | 0 | 0 | 0 | 0 | 0 | 0 | 0 | 0 | 0 | 0 | 0 | 0 | 0 | 0 | 0 | 0 | 0 | 0 | 0
TAS | Brown Coal | 0 | 0 | 0 | 0 | 0 | 0 | 0 | 0 | 0 | 0 | 0 | 0 | 0 | 0 | 0 | 0 | 0 | 0 | 0 | 0 | 0
TAS | CCGT | 0 | 0 | 0 | 0 | 0 | 0 | 0 | 0 | 0 | 0 | 0 | 0 | 0 | 0 | 0 | 0 | 0 | 0 | 0 | 0 | 0
TAS | Peaking Gas+Liquids | 0 | 0 | 0 | 0 | 0 | 0 | 0 | 0 | 0 | 0 | 0 | 0 | 0 | 0 | 0 | 0 | 340.3904 | 230.168 | 0 | 46.576 | 0
TAS | Hydro | 0 | 0 | 0 | 0 | 0 | 0 | 0 | 0 | 0 | 0 | 0 | 0 | 0 | 0 | 0 | 0 | 0 | 0 | 0 | 0 | 0
TAS | VPP Battery | 0 | 0 | 0 | 0 | 0 | 0 | 0 | 0 | 0 | 0 | 0 | 0 | 0 | 0 | 0 | 0 | 0 | 0 | 0 | 0 | 0
TAS | Wind | 0 | 0 | 0 | 0 | 0 | 0 | 0 | 0 | 0 | 0 | 0 | 0 | 0 | 0 | 0 | 0 | 0 | 0 | 0 | 0 | 0
TAS | Solar | 0 | 0 | 0 | 0 | 0 | 0 | 0 | 0 | 0 | 0 | 0 | 0 | 0 | 0 | 0 | 0 | 0 | 0 | 0 | 0 | 0
Total |  | 0 | 0 | 0 | 0 | 0 | 0 | 0 | 0 | 0 | 0 | 0 | 0 | 0 | 0 | 0 | 0 | 340.3904 | 230.168 | 0 | 46.576 | 0

## BuildCost_1
New generation build cost (CAPEX) by technology ($000s) - Fast Change (Counterfactual)
Real June 2019 dollars. Years are financial year ending. The total capital costs are annualised for modelling purposes and presented here on an annualised basis. Some rounding errors may be present.
Region | Technology | 2022 | 2023 | 2024 | 2025 | 2026 | 2027 | 2028 | 2029 | 2030 | 2031 | 2032 | 2033 | 2034 | 2035 | 2036 | 2037 | 2038 | 2039 | 2040 | 2041 | 2042
NEM | Black Coal | 0 | 0 | 0 | 0 | 0 | 0 | 0 | 0 | 0 | 0 | 0 | 0 | 0 | 0 | 0 | 0 | 0 | 0 | 0 | 0 | 0
NEM | Brown Coal | 0 | 0 | 0 | 0 | 0 | 0 | 0 | 0 | 0 | 0 | 0 | 0 | 0 | 0 | 0 | 0 | 0 | 0 | 0 | 0 | 0
NEM | CCGT | 0 | 0 | 0 | 0 | 0 | 0 | 0 | 0 | 0 | 0 | 0 | 0 | 0 | 0 | 0 | 0 | 0 | 0 | 0 | 0 | 0
NEM | Peaking Gas+Liquids | 0 | 0 | 0 | 87687.3343 | 87687.3343 | 162192.3839 | 171000.6084 | 198600.6876 | 223544.052 | 255181.2513 | 460036.2025 | 561048.519 | 571626.0215 | 644351.7421 | 644351.7421 | 773633.2479 | 937788.3197 | 950896.2501 | 970207.2042 | 970207.2042 | 1046234.3488
NEM | Hydro | 0 | 0 | 0 | 0 | 0 | 0 | 0 | 0 | 0 | 0 | 0 | 0 | 0 | 0 | 0 | 0 | 0 | 0 | 0 | 0 | 0
NEM | Dispatchable Storage | 0 | 4777.3036 | 4777.3036 | 4777.3036 | 30691.0359 | 64176.1577 | 199541.0471 | 302285.2259 | 313579.5166 | 376509.6291 | 459826.5205 | 464860.9509 | 548577.4857 | 554209.9607 | 752216.2051 | 814956.3043 | 984675.7431 | 996674.6831 | 1020291.3161 | 1018894.9883 | 1001447.0007
NEM | Wind | 0 | 156032.4354 | 271598.8058 | 413210.8992 | 435660.817 | 472564.2922 | 768483.6444 | 825298.1602 | 870444.1385 | 1253792.7787 | 1696108.8955 | 1779624.4583 | 1827336.8951 | 1827336.8951 | 2347484.1631 | 2484796.6959 | 3286399.7526 | 3286399.7526 | 3364313.2229 | 3581690.8983 | 3581690.8983
NEM | Solar | 0 | 76054.3072 | 76054.3072 | 76054.3072 | 158252.6895 | 198106.3134 | 417091.6711 | 424590.4337 | 424590.4337 | 550104.2981 | 611319.9361 | 624985.3143 | 627464.9955 | 627464.9955 | 627464.9955 | 627464.9955 | 627464.9955 | 627464.9955 | 627464.9955 | 627464.9955 | 627464.9955
Total |  | 0 | 236864.0462 | 352430.4166 | 581729.8443 | 712291.8767 | 897039.1472 | 1556116.971 | 1750774.5074 | 1832158.1407 | 2435587.9571 | 3227291.5546 | 3430519.2425 | 3575005.3977 | 3653363.5934 | 4371517.1058 | 4700851.2436 | 5836328.8108 | 5861435.6812 | 5982276.7387 | 6198258.0862 | 6256837.2432
Region | Technology | 2022 | 2023 | 2024 | 2025 | 2026 | 2027 | 2028 | 2029 | 2030 | 2031 | 2032 | 2033 | 2034 | 2035 | 2036 | 2037 | 2038 | 2039 | 2040 | 2041 | 2042
NSW | Black Coal | 0 | 0 | 0 | 0 | 0 | 0 | 0 | 0 | 0 | 0 | 0 | 0 | 0 | 0 | 0 | 0 | 0 | 0 | 0 | 0 | 0
NSW | Brown Coal | 0 | 0 | 0 | 0 | 0 | 0 | 0 | 0 | 0 | 0 | 0 | 0 | 0 | 0 | 0 | 0 | 0 | 0 | 0 | 0 | 0
NSW | CCGT | 0 | 0 | 0 | 0 | 0 | 0 | 0 | 0 | 0 | 0 | 0 | 0 | 0 | 0 | 0 | 0 | 0 | 0 | 0 | 0 | 0
NSW | Peaking Gas+Liquids | 0 | 0 | 0 | 71102.004 | 71102.004 | 145607.0536 | 154415.2781 | 182015.3573 | 206958.7216 | 238595.9209 | 443450.8722 | 544463.1886 | 555040.6911 | 627766.4118 | 627766.4118 | 757047.9176 | 757047.9176 | 764297.3759 | 783608.33 | 783608.33 | 859635.4746
NSW | Hydro | 0 | 0 | 0 | 0 | 0 | 0 | 0 | 0 | 0 | 0 | 0 | 0 | 0 | 0 | 0 | 0 | 0 | 0 | 0 | 0 | 0
NSW | Dispatchable Storage | 0 | 0 | 0 | 0 | 0 | 16152.1275 | 16152.1275 | 16152.1275 | 16152.1275 | 16152.1275 | 16152.1275 | 16152.1275 | 36435.9168 | 42068.3919 | 42068.3919 | 37275.5851 | 37275.5851 | 37275.5851 | 37275.5851 | 37275.5851 | 37275.5851
NSW | Wind | 0 | 32459.581 | 62596.8943 | 62596.8943 | 78708.3873 | 78708.3873 | 78708.3873 | 78708.3873 | 78708.3873 | 251683.7449 | 602397.3872 | 602397.3872 | 602397.3872 | 602397.3872 | 1122544.6552 | 1122544.6552 | 1122544.6552 | 1122544.6552 | 1122544.6552 | 1122544.6552 | 1122544.6552
NSW | Solar | 0 | 37101.8436 | 37101.8436 | 37101.8436 | 87120.1716 | 87120.1716 | 87120.1716 | 87120.1716 | 87120.1716 | 87120.1716 | 87120.1716 | 87120.1716 | 87120.1716 | 87120.1716 | 87120.1716 | 87120.1716 | 87120.1716 | 87120.1716 | 87120.1716 | 87120.1716 | 87120.1716
Total |  | 0 | 69561.4247 | 99698.7379 | 170800.7419 | 236930.5629 | 327587.74 | 336395.9644 | 363996.0436 | 388939.408 | 593551.9649 | 1149120.5584 | 1250132.8749 | 1280994.1667 | 1359352.3624 | 1879499.6304 | 2003988.3295 | 2003988.3295 | 2011237.7878 | 2030548.7419 | 2030548.7419 | 2106575.8865
Region | Technology | 2022 | 2023 | 2024 | 2025 | 2026 | 2027 | 2028 | 2029 | 2030 | 2031 | 2032 | 2033 | 2034 | 2035 | 2036 | 2037 | 2038 | 2039 | 2040 | 2041 | 2042
QLD | Black Coal | 0 | 0 | 0 | 0 | 0 | 0 | 0 | 0 | 0 | 0 | 0 | 0 | 0 | 0 | 0 | 0 | 0 | 0 | 0 | 0 | 0
QLD | Brown Coal | 0 | 0 | 0 | 0 | 0 | 0 | 0 | 0 | 0 | 0 | 0 | 0 | 0 | 0 | 0 | 0 | 0 | 0 | 0 | 0 | 0
QLD | CCGT | 0 | 0 | 0 | 0 | 0 | 0 | 0 | 0 | 0 | 0 | 0 | 0 | 0 | 0 | 0 | 0 | 0 | 0 | 0 | 0 | 0
QLD | Peaking Gas+Liquids | 0 | 0 | 0 | 0 | 0 | 0 | 0 | 0 | 0 | 0 | 0 | 0 | 0 | 0 | 0 | 0 | 111008.9127 | 116867.3848 | 116867.3848 | 116867.3848 | 116867.3848
QLD | Hydro | 0 | 0 | 0 | 0 | 0 | 0 | 0 | 0 | 0 | 0 | 0 | 0 | 0 | 0 | 0 | 0 | 0 | 0 | 0 | 0 | 0
QLD | Dispatchable Storage | 0 | 4777.3036 | 4777.3036 | 4777.3036 | 4777.3036 | 4777.3036 | 4777.3036 | 85063.659 | 85063.659 | 100986.8288 | 100986.8288 | 106021.2591 | 169454.0046 | 169454.0046 | 169454.0046 | 216709.9901 | 249961.6361 | 249961.6361 | 255591.2949 | 255591.2949 | 255591.2949
QLD | Wind | 0 | 71581.516 | 157010.5731 | 298622.6665 | 304961.0913 | 304961.0913 | 361833.4189 | 399914.2077 | 410143.0388 | 459793.957 | 459793.957 | 503785.4555 | 503785.4555 | 503785.4555 | 503785.4555 | 503785.4555 | 503785.4555 | 503785.4555 | 503785.4555 | 503785.4555 | 503785.4555
QLD | Solar | 0 | 38952.4635 | 38952.4635 | 38952.4635 | 38952.4635 | 70926.0291 | 87269.733 | 87269.733 | 87269.733 | 146137.4267 | 162681.6766 | 176347.0548 | 178826.7359 | 178826.7359 | 178826.7359 | 178826.7359 | 178826.7359 | 178826.7359 | 178826.7359 | 178826.7359 | 178826.7359
Total |  | 0 | 115311.2832 | 200740.3403 | 342352.4337 | 348690.8585 | 380664.4241 | 453880.4556 | 572247.5998 | 582476.4309 | 706918.2125 | 723462.4624 | 786153.7694 | 852066.196 | 852066.196 | 852066.196 | 899322.1815 | 1043582.7401 | 1049441.2122 | 1055070.8711 | 1055070.8711 | 1055070.8711
Region | Technology | 2022 | 2023 | 2024 | 2025 | 2026 | 2027 | 2028 | 2029 | 2030 | 2031 | 2032 | 2033 | 2034 | 2035 | 2036 | 2037 | 2038 | 2039 | 2040 | 2041 | 2042
VIC | Black Coal | 0 | 0 | 0 | 0 | 0 | 0 | 0 | 0 | 0 | 0 | 0 | 0 | 0 | 0 | 0 | 0 | 0 | 0 | 0 | 0 | 0
VIC | Brown Coal | 0 | 0 | 0 | 0 | 0 | 0 | 0 | 0 | 0 | 0 | 0 | 0 | 0 | 0 | 0 | 0 | 0 | 0 | 0 | 0 | 0
VIC | CCGT | 0 | 0 | 0 | 0 | 0 | 0 | 0 | 0 | 0 | 0 | 0 | 0 | 0 | 0 | 0 | 0 | 0 | 0 | 0 | 0 | 0
VIC | Peaking Gas+Liquids | 0 | 0 | 0 | 0 | 0 | 0 | 0 | 0 | 0 | 0 | 0 | 0 | 0 | 0 | 0 | 0 | 0 | 0 | 0 | 0 | 0
VIC | Hydro | 0 | 0 | 0 | 0 | 0 | 0 | 0 | 0 | 0 | 0 | 0 | 0 | 0 | 0 | 0 | 0 | 0 | 0 | 0 | 0 | 0
VIC | Dispatchable Storage | 0 | 0 | 0 | 0 | 25913.7323 | 43246.7266 | 178611.616 | 201069.4394 | 212363.7301 | 257974.345 | 319368.9615 | 319368.9615 | 319368.9615 | 319368.9615 | 449700.8412 | 432367.8468 | 511361.7117 | 523360.6517 | 541347.6259 | 541347.6259 | 545821.9132
VIC | Wind | 0 | 51991.3384 | 51991.3384 | 51991.3384 | 51991.3384 | 88894.8136 | 143551.4131 | 162285.14 | 197202.2872 | 352941.0574 | 444543.5319 | 484067.5963 | 531780.0331 | 531780.0331 | 531780.0331 | 669092.5658 | 1433269.0632 | 1433269.0632 | 1511182.5335 | 1728560.2088 | 1728560.2088
VIC | Solar | 0 | 0 | 0 | 0 | 8090.9878 | 15971.0461 | 190735.6325 | 198234.3951 | 198234.3951 | 264880.5657 | 309551.9539 | 309551.9539 | 309551.9539 | 309551.9539 | 309551.9539 | 309551.9539 | 309551.9539 | 309551.9539 | 309551.9539 | 309551.9539 | 309551.9539
Total |  | 0 | 51991.3384 | 51991.3384 | 51991.3384 | 85996.0585 | 148112.5863 | 512898.6616 | 561588.9746 | 607800.4124 | 875795.9681 | 1073464.4474 | 1112988.5117 | 1160700.9485 | 1160700.9485 | 1291032.8282 | 1411012.3666 | 2254182.7288 | 2266181.6688 | 2362082.1133 | 2579459.7886 | 2583934.0759
Region | Technology | 2022 | 2023 | 2024 | 2025 | 2026 | 2027 | 2028 | 2029 | 2030 | 2031 | 2032 | 2033 | 2034 | 2035 | 2036 | 2037 | 2038 | 2039 | 2040 | 2041 | 2042
SA | Black Coal | 0 | 0 | 0 | 0 | 0 | 0 | 0 | 0 | 0 | 0 | 0 | 0 | 0 | 0 | 0 | 0 | 0 | 0 | 0 | 0 | 0
SA | Brown Coal | 0 | 0 | 0 | 0 | 0 | 0 | 0 | 0 | 0 | 0 | 0 | 0 | 0 | 0 | 0 | 0 | 0 | 0 | 0 | 0 | 0
SA | CCGT | 0 | 0 | 0 | 0 | 0 | 0 | 0 | 0 | 0 | 0 | 0 | 0 | 0 | 0 | 0 | 0 | 0 | 0 | 0 | 0 | 0
SA | Peaking Gas+Liquids | 0 | 0 | 0 | 16585.3303 | 16585.3303 | 16585.3303 | 16585.3303 | 16585.3303 | 16585.3303 | 16585.3303 | 16585.3303 | 16585.3303 | 16585.3303 | 16585.3303 | 16585.3303 | 16585.3303 | 69731.4894 | 69731.4894 | 69731.4894 | 69731.4894 | 69731.4894
SA | Hydro | 0 | 0 | 0 | 0 | 0 | 0 | 0 | 0 | 0 | 0 | 0 | 0 | 0 | 0 | 0 | 0 | 0 | 0 | 0 | 0 | 0
SA | Dispatchable Storage | 0 | 0 | 0 | 0 | 0 | 0 | 0 | 0 | 0 | 1396.3279 | 23318.6028 | 23318.6028 | 23318.6028 | 23318.6028 | 90992.9675 | 128602.8824 | 186076.8103 | 186076.8103 | 186076.8103 | 184680.4824 | 162758.2075
SA | Wind | 0 | 0 | 0 | 0 | 0 | 0 | 97155.6694 | 97155.6694 | 97155.6694 | 102139.2637 | 102139.2637 | 102139.2637 | 102139.2637 | 102139.2637 | 102139.2637 | 102139.2637 | 102139.2637 | 102139.2637 | 102139.2637 | 102139.2637 | 102139.2637
SA | Solar | 0 | 0 | 0 | 0 | 24089.0665 | 24089.0665 | 40353.2968 | 40353.2968 | 40353.2968 | 40353.2968 | 40353.2968 | 40353.2968 | 40353.2968 | 40353.2968 | 40353.2968 | 40353.2968 | 40353.2968 | 40353.2968 | 40353.2968 | 40353.2968 | 40353.2968
Total |  | 0 | 0 | 0 | 16585.3303 | 40674.3968 | 40674.3968 | 154094.2966 | 154094.2966 | 154094.2966 | 160474.2188 | 182396.4937 | 182396.4937 | 182396.4937 | 182396.4937 | 250070.8584 | 287680.7733 | 398300.8603 | 398300.8603 | 398300.8603 | 396904.5324 | 374982.2575
Region | Technology | 2022 | 2023 | 2024 | 2025 | 2026 | 2027 | 2028 | 2029 | 2030 | 2031 | 2032 | 2033 | 2034 | 2035 | 2036 | 2037 | 2038 | 2039 | 2040 | 2041 | 2042
TAS | Black Coal | 0 | 0 | 0 | 0 | 0 | 0 | 0 | 0 | 0 | 0 | 0 | 0 | 0 | 0 | 0 | 0 | 0 | 0 | 0 | 0 | 0
TAS | Brown Coal | 0 | 0 | 0 | 0 | 0 | 0 | 0 | 0 | 0 | 0 | 0 | 0 | 0 | 0 | 0 | 0 | 0 | 0 | 0 | 0 | 0
TAS | CCGT | 0 | 0 | 0 | 0 | 0 | 0 | 0 | 0 | 0 | 0 | 0 | 0 | 0 | 0 | 0 | 0 | 0 | 0 | 0 | 0 | 0
TAS | Peaking Gas+Liquids | 0 | 0 | 0 | 0 | 0 | 0 | 0 | 0 | 0 | 0 | 0 | 0 | 0 | 0 | 0 | 0 | 0 | 0 | 0 | 0 | 0
TAS | Hydro | 0 | 0 | 0 | 0 | 0 | 0 | 0 | 0 | 0 | 0 | 0 | 0 | 0 | 0 | 0 | 0 | 0 | 0 | 0 | 0 | 0
TAS | VPP Battery | 0 | 0 | 0 | 0 | 0 | 0 | 0 | 0 | 0 | 0 | 0 | 0 | 0 | 0 | 0 | 0 | 0 | 0 | 0 | 0 | 0
TAS | Wind | 0 | 0 | 0 | 0 | 0 | 0 | 87234.7557 | 87234.7557 | 87234.7557 | 87234.7557 | 87234.7557 | 87234.7557 | 87234.7557 | 87234.7557 | 87234.7557 | 87234.7557 | 124661.3151 | 124661.3151 | 124661.3151 | 124661.3151 | 124661.3151
TAS | Solar | 0 | 0 | 0 | 0 | 0 | 0 | 11612.8371 | 11612.8371 | 11612.8371 | 11612.8371 | 11612.8371 | 11612.8371 | 11612.8371 | 11612.8371 | 11612.8371 | 11612.8371 | 11612.8371 | 11612.8371 | 11612.8371 | 11612.8371 | 11612.8371
Total |  | 0 | 0 | 0 | 0 | 0 | 0 | 98847.5928 | 98847.5928 | 98847.5928 | 98847.5928 | 98847.5928 | 98847.5928 | 98847.5928 | 98847.5928 | 98847.5928 | 98847.5928 | 136274.1522 | 136274.1522 | 136274.1522 | 136274.1522 | 136274.1522

## BuildCost_2
New generation build cost (CAPEX) by technology ($000s) - Fast Change (DP8)
Real June 2019 dollars. Years are financial year ending. The total capital costs are annualised for modelling purposes and presented here on an annualised basis. Some rounding errors may be present.
Region | Technology | 2022 | 2023 | 2024 | 2025 | 2026 | 2027 | 2028 | 2029 | 2030 | 2031 | 2032 | 2033 | 2034 | 2035 | 2036 | 2037 | 2038 | 2039 | 2040 | 2041 | 2042
NEM | Black Coal | 0 | 0 | 0 | 0 | 0 | 0 | 0 | 0 | 0 | 0 | 0 | 0 | 0 | 0 | 0 | 0 | 0 | 0 | 0 | 0 | 0
NEM | Brown Coal | 0 | 0 | 0 | 0 | 0 | 0 | 0 | 0 | 0 | 0 | 0 | 0 | 0 | 0 | 0 | 0 | 0 | 0 | 0 | 0 | 0
NEM | CCGT | 0 | 0 | 0 | 0 | 0 | 0 | 0 | 0 | 0 | 0 | 0 | 0 | 0 | 0 | 0 | 0 | 0 | 0 | 0 | 0 | 0
NEM | Peaking Gas+Liquids | 0 | 0 | 0 | 0 | 0 | 0 | 0 | 0 | 0 | 0 | 0 | 0 | 0 | 0 | 0 | 0 | 0 | 0 | 0 | 0 | 0
NEM | Hydro | 0 | 0 | 0 | 0 | 0 | 0 | 0 | 0 | 0 | 0 | 0 | 0 | 0 | 0 | 0 | 0 | 0 | 0 | 0 | 0 | 0
NEM | Dispatchable Storage | 0 | 4777.3036 | 4777.3036 | 4777.3036 | 4777.3036 | 4777.3036 | 4777.3036 | 4777.3036 | 4777.3036 | 4777.3036 | 205272.9454 | 200495.6418 | 228687.8174 | 306019.7268 | 561941.3545 | 601818.6571 | 799614.2451 | 883912.0642 | 883912.0642 | 1039497.0237 | 960554.3056
NEM | Wind | 0 | 156032.4354 | 156032.4354 | 156032.4354 | 156032.4354 | 258016.673 | 390037.1873 | 425356.8883 | 460496.6728 | 712323.7086 | 815791.9872 | 1199118.66 | 1250903.9221 | 1314284.6407 | 1941548.8397 | 2129935.8575 | 2761085.5403 | 2761085.5403 | 2817136.6238 | 2887996.7145 | 2887996.7145
NEM | Solar | 0 | 76054.3072 | 76054.3072 | 103327.1112 | 146688.406 | 222021.5202 | 343352.5296 | 344828.1006 | 352102.3848 | 471494.2779 | 560022.3962 | 637787.3887 | 705346.7609 | 713496.6765 | 935091.8578 | 935091.8578 | 1060526.1038 | 1060526.1038 | 1111781.4303 | 1249464.569 | 1249464.569
Total |  | 0 | 236864.0462 | 236864.0462 | 264136.8502 | 307498.145 | 484815.4968 | 738167.0205 | 774962.2926 | 817376.3613 | 1188595.2901 | 1581087.3288 | 2037401.6905 | 2184938.5005 | 2333801.0439 | 3438582.0519 | 3666846.3723 | 4621225.8893 | 4705523.7083 | 4812830.1182 | 5176958.3072 | 5098015.5891
Region | Technology | 2022 | 2023 | 2024 | 2025 | 2026 | 2027 | 2028 | 2029 | 2030 | 2031 | 2032 | 2033 | 2034 | 2035 | 2036 | 2037 | 2038 | 2039 | 2040 | 2041 | 2042
NSW | Black Coal | 0 | 0 | 0 | 0 | 0 | 0 | 0 | 0 | 0 | 0 | 0 | 0 | 0 | 0 | 0 | 0 | 0 | 0 | 0 | 0 | 0
NSW | Brown Coal | 0 | 0 | 0 | 0 | 0 | 0 | 0 | 0 | 0 | 0 | 0 | 0 | 0 | 0 | 0 | 0 | 0 | 0 | 0 | 0 | 0
NSW | CCGT | 0 | 0 | 0 | 0 | 0 | 0 | 0 | 0 | 0 | 0 | 0 | 0 | 0 | 0 | 0 | 0 | 0 | 0 | 0 | 0 | 0
NSW | Peaking Gas+Liquids | 0 | 0 | 0 | 0 | 0 | 0 | 0 | 0 | 0 | 0 | 0 | 0 | 0 | 0 | 0 | 0 | 0 | 0 | 0 | 0 | 0
NSW | Hydro | 0 | 0 | 0 | 0 | 0 | 0 | 0 | 0 | 0 | 0 | 0 | 0 | 0 | 0 | 0 | 0 | 0 | 0 | 0 | 0 | 0
NSW | Dispatchable Storage | 0 | 0 | 0 | 0 | 0 | 0 | 0 | 0 | 0 | 0 | 200495.6418 | 200495.6418 | 200495.6418 | 200495.6418 | 359987.008 | 359987.008 | 359987.008 | 359987.008 | 359987.008 | 470056.7681 | 331191.3528
NSW | Wind | 0 | 32459.581 | 32459.581 | 32459.581 | 32459.581 | 32459.581 | 32459.581 | 32459.581 | 32459.581 | 238990.0592 | 246036.9759 | 305207.5325 | 349288.0717 | 349288.0717 | 719731.7586 | 719731.7586 | 832442.3144 | 832442.3144 | 832442.3144 | 832442.3144 | 832442.3144
NSW | Solar | 0 | 37101.8436 | 37101.8436 | 64374.6476 | 88137.7586 | 136971.1504 | 181092.765 | 181092.765 | 181092.765 | 272374.3451 | 354132.2246 | 397079.5516 | 397079.5516 | 397079.5516 | 497661.8141 | 497661.8141 | 559554.6908 | 559554.6908 | 565231.957 | 670842.49 | 670842.49
Total |  | 0 | 69561.4247 | 69561.4247 | 96834.2287 | 120597.3397 | 169430.7315 | 213552.3461 | 213552.3461 | 213552.3461 | 511364.4043 | 800664.8423 | 902782.7259 | 946863.265 | 946863.265 | 1577380.5807 | 1577380.5807 | 1751984.0131 | 1751984.0131 | 1757661.2793 | 1973341.5725 | 1834476.1571
Region | Technology | 2022 | 2023 | 2024 | 2025 | 2026 | 2027 | 2028 | 2029 | 2030 | 2031 | 2032 | 2033 | 2034 | 2035 | 2036 | 2037 | 2038 | 2039 | 2040 | 2041 | 2042
QLD | Black Coal | 0 | 0 | 0 | 0 | 0 | 0 | 0 | 0 | 0 | 0 | 0 | 0 | 0 | 0 | 0 | 0 | 0 | 0 | 0 | 0 | 0
QLD | Brown Coal | 0 | 0 | 0 | 0 | 0 | 0 | 0 | 0 | 0 | 0 | 0 | 0 | 0 | 0 | 0 | 0 | 0 | 0 | 0 | 0 | 0
QLD | CCGT | 0 | 0 | 0 | 0 | 0 | 0 | 0 | 0 | 0 | 0 | 0 | 0 | 0 | 0 | 0 | 0 | 0 | 0 | 0 | 0 | 0
QLD | Peaking Gas+Liquids | 0 | 0 | 0 | 0 | 0 | 0 | 0 | 0 | 0 | 0 | 0 | 0 | 0 | 0 | 0 | 0 | 0 | 0 | 0 | 0 | 0
QLD | Hydro | 0 | 0 | 0 | 0 | 0 | 0 | 0 | 0 | 0 | 0 | 0 | 0 | 0 | 0 | 0 | 0 | 0 | 0 | 0 | 0 | 0
QLD | Dispatchable Storage | 0 | 4777.3036 | 4777.3036 | 4777.3036 | 4777.3036 | 4777.3036 | 4777.3036 | 4777.3036 | 4777.3036 | 4777.3036 | 4777.3036 | 0 | 28192.1757 | 105524.085 | 191779.8167 | 193404.0066 | 321443.3306 | 405741.1497 | 405741.1497 | 451256.3491 | 451256.3491
QLD | Wind | 0 | 71581.516 | 71581.516 | 71581.516 | 71581.516 | 136709.6617 | 155341.0859 | 155341.0859 | 155341.0859 | 164681.1206 | 198019.4829 | 491893.9654 | 499598.6884 | 562979.4069 | 727321.6384 | 901337.0741 | 1172245.7474 | 1172245.7474 | 1172245.7474 | 1172245.7474 | 1172245.7474
QLD | Solar | 0 | 38952.4635 | 38952.4635 | 38952.4635 | 38952.4635 | 38952.4635 | 38952.4635 | 38952.4635 | 38952.4635 | 38952.4635 | 38952.4635 | 38952.4635 | 104282.6034 | 112432.5189 | 233445.4377 | 233445.4377 | 296986.8071 | 296986.8071 | 342564.8673 | 374637.473 | 374637.473
Total |  | 0 | 115311.2832 | 115311.2832 | 115311.2832 | 115311.2832 | 180439.4289 | 199070.8531 | 199070.8531 | 199070.8531 | 208410.8878 | 241749.2501 | 530846.429 | 632073.4674 | 780936.0108 | 1152546.8928 | 1328186.5184 | 1790675.8852 | 1874973.7042 | 1920551.7644 | 1998139.5695 | 1998139.5695
Region | Technology | 2022 | 2023 | 2024 | 2025 | 2026 | 2027 | 2028 | 2029 | 2030 | 2031 | 2032 | 2033 | 2034 | 2035 | 2036 | 2037 | 2038 | 2039 | 2040 | 2041 | 2042
VIC | Black Coal | 0 | 0 | 0 | 0 | 0 | 0 | 0 | 0 | 0 | 0 | 0 | 0 | 0 | 0 | 0 | 0 | 0 | 0 | 0 | 0 | 0
VIC | Brown Coal | 0 | 0 | 0 | 0 | 0 | 0 | 0 | 0 | 0 | 0 | 0 | 0 | 0 | 0 | 0 | 0 | 0 | 0 | 0 | 0 | 0
VIC | CCGT | 0 | 0 | 0 | 0 | 0 | 0 | 0 | 0 | 0 | 0 | 0 | 0 | 0 | 0 | 0 | 0 | 0 | 0 | 0 | 0 | 0
VIC | Peaking Gas+Liquids | 0 | 0 | 0 | 0 | 0 | 0 | 0 | 0 | 0 | 0 | 0 | 0 | 0 | 0 | 0 | 0 | 0 | 0 | 0 | 0 | 0
VIC | Hydro | 0 | 0 | 0 | 0 | 0 | 0 | 0 | 0 | 0 | 0 | 0 | 0 | 0 | 0 | 0 | 0 | 0 | 0 | 0 | 0 | 0
VIC | Dispatchable Storage | 0 | 0 | 0 | 0 | 0 | 0 | 0 | 0 | 0 | 0 | 0 | 0 | 0 | 0 | 0 | 0 | 0 | 0 | 0 | 0 | 0
VIC | Wind | 0 | 51991.3384 | 51991.3384 | 51991.3384 | 51991.3384 | 88847.4302 | 125547.8894 | 160867.5904 | 196007.375 | 196007.375 | 196007.375 | 196007.375 | 196007.375 | 196007.375 | 196007.375 | 196254.1269 | 286917.9303 | 286917.9303 | 340543.4463 | 411403.537 | 411403.537
VIC | Solar | 0 | 0 | 0 | 0 | 7959.4464 | 15711.7508 | 29321.7241 | 30797.2952 | 38071.5794 | 38071.5794 | 38071.5794 | 57368.81 | 57368.81 | 57368.81 | 57368.81 | 57368.81 | 57368.81 | 57368.81 | 57368.81 | 57368.81 | 57368.81
Total |  | 0 | 51991.3384 | 51991.3384 | 51991.3384 | 59950.7848 | 104559.181 | 154869.6135 | 191664.8856 | 234078.9543 | 234078.9543 | 234078.9543 | 253376.1849 | 253376.1849 | 253376.1849 | 253376.1849 | 253622.9369 | 344286.7403 | 344286.7403 | 397912.2563 | 468772.347 | 468772.347
Region | Technology | 2022 | 2023 | 2024 | 2025 | 2026 | 2027 | 2028 | 2029 | 2030 | 2031 | 2032 | 2033 | 2034 | 2035 | 2036 | 2037 | 2038 | 2039 | 2040 | 2041 | 2042
SA | Black Coal | 0 | 0 | 0 | 0 | 0 | 0 | 0 | 0 | 0 | 0 | 0 | 0 | 0 | 0 | 0 | 0 | 0 | 0 | 0 | 0 | 0
SA | Brown Coal | 0 | 0 | 0 | 0 | 0 | 0 | 0 | 0 | 0 | 0 | 0 | 0 | 0 | 0 | 0 | 0 | 0 | 0 | 0 | 0 | 0
SA | CCGT | 0 | 0 | 0 | 0 | 0 | 0 | 0 | 0 | 0 | 0 | 0 | 0 | 0 | 0 | 0 | 0 | 0 | 0 | 0 | 0 | 0
SA | Peaking Gas+Liquids | 0 | 0 | 0 | 0 | 0 | 0 | 0 | 0 | 0 | 0 | 0 | 0 | 0 | 0 | 0 | 0 | 0 | 0 | 0 | 0 | 0
SA | Hydro | 0 | 0 | 0 | 0 | 0 | 0 | 0 | 0 | 0 | 0 | 0 | 0 | 0 | 0 | 0 | 0 | 0 | 0 | 0 | 0 | 0
SA | Dispatchable Storage | 0 | 0 | 0 | 0 | 0 | 0 | 0 | 0 | 0 | 0 | 0 | 0 | 0 | 0 | 10174.5298 | 48427.6425 | 118183.9065 | 118183.9065 | 118183.9065 | 118183.9065 | 178106.6038
SA | Wind | 0 | 0 | 0 | 0 | 0 | 0 | 5493.773 | 5493.773 | 5493.773 | 21449.8743 | 53084.6051 | 53084.6051 | 53084.6051 | 53084.6051 | 145562.8857 | 159687.7159 | 300998.2638 | 300998.2638 | 303423.8312 | 303423.8312 | 303423.8312
SA | Solar | 0 | 0 | 0 | 0 | 11638.7374 | 30386.1555 | 93985.5769 | 93985.5769 | 93985.5769 | 122095.8899 | 128866.1287 | 144386.5636 | 146615.796 | 146615.796 | 146615.796 | 146615.796 | 146615.796 | 146615.796 | 146615.796 | 146615.796 | 146615.796
Total |  | 0 | 0 | 0 | 0 | 11638.7374 | 30386.1555 | 99479.3499 | 99479.3499 | 99479.3499 | 143545.7641 | 181950.7338 | 197471.1687 | 199700.4011 | 199700.4011 | 302353.2115 | 354731.1544 | 565797.9663 | 565797.9663 | 568223.5337 | 568223.5337 | 628146.231
Region | Technology | 2022 | 2023 | 2024 | 2025 | 2026 | 2027 | 2028 | 2029 | 2030 | 2031 | 2032 | 2033 | 2034 | 2035 | 2036 | 2037 | 2038 | 2039 | 2040 | 2041 | 2042
TAS | Black Coal | 0 | 0 | 0 | 0 | 0 | 0 | 0 | 0 | 0 | 0 | 0 | 0 | 0 | 0 | 0 | 0 | 0 | 0 | 0 | 0 | 0
TAS | Brown Coal | 0 | 0 | 0 | 0 | 0 | 0 | 0 | 0 | 0 | 0 | 0 | 0 | 0 | 0 | 0 | 0 | 0 | 0 | 0 | 0 | 0
TAS | CCGT | 0 | 0 | 0 | 0 | 0 | 0 | 0 | 0 | 0 | 0 | 0 | 0 | 0 | 0 | 0 | 0 | 0 | 0 | 0 | 0 | 0
TAS | Peaking Gas+Liquids | 0 | 0 | 0 | 0 | 0 | 0 | 0 | 0 | 0 | 0 | 0 | 0 | 0 | 0 | 0 | 0 | 0 | 0 | 0 | 0 | 0
TAS | Hydro | 0 | 0 | 0 | 0 | 0 | 0 | 0 | 0 | 0 | 0 | 0 | 0 | 0 | 0 | 0 | 0 | 0 | 0 | 0 | 0 | 0
TAS | VPP Battery | 0 | 0 | 0 | 0 | 0 | 0 | 0 | 0 | 0 | 0 | 0 | 0 | 0 | 0 | 0 | 0 | 0 | 0 | 0 | 0 | 0
TAS | Wind | 0 | 0 | 0 | 0 | 0 | 0 | 71194.8579 | 71194.8579 | 71194.8579 | 91195.2796 | 122643.5483 | 152925.182 | 152925.182 | 152925.182 | 152925.182 | 152925.182 | 168481.2844 | 168481.2844 | 168481.2844 | 168481.2844 | 168481.2844
TAS | Solar | 0 | 0 | 0 | 0 | 0 | 0 | 0 | 0 | 0 | 0 | 0 | 0 | 0 | 0 | 0 | 0 | 0 | 0 | 0 | 0 | 0
Total |  | 0 | 0 | 0 | 0 | 0 | 0 | 71194.8579 | 71194.8579 | 71194.8579 | 91195.2796 | 122643.5483 | 152925.182 | 152925.182 | 152925.182 | 152925.182 | 152925.182 | 168481.2844 | 168481.2844 | 168481.2844 | 168481.2844 | 168481.2844

## RehabCost_1
Rehabilitation cost by technology ($000s) - Fast Change (Counterfactual)
Real June 2019 dollars. Years are financial year ending. Some rounding errors may be present.
Region | Technology | 2022 | 2023 | 2024 | 2025 | 2026 | 2027 | 2028 | 2029 | 2030 | 2031 | 2032 | 2033 | 2034 | 2035 | 2036 | 2037 | 2038 | 2039 | 2040 | 2041 | 2042
NEM | Black Coal | 0 | 81274.3363 | 471391.1504 | 45513.6283 | 107282.1239 | 224317.1681 | 0 | 113784.0708 | 0 | 224317.1681 | 218627.9646 | 234070.0885 | 0 | 0 | 334037.5221 | 113784.0708 | 186930.9735 | 0 | 0 | 0 | 0
NEM | Brown Coal | 0 | 0 | 0 | 0 | 0 | 91027.2566 | 268205.3097 | 0 | 56892.0354 | 56892.0354 | 121911.5044 | 0 | 0 | 0 | 0 | 94278.2301 | 0 | 0 | 0 | 0 | 0
NEM | CCGT | 0 | 31696.9912 | 23772.7434 | 0 | 0 | 0 | 0 | 50847.2566 | 0 | 0 | 0 | 0 | 0 | 0 | 105656.6372 | 0 | 69865.4513 | 0 | 84974.3504 | 0 | 0
NEM | Peaking Gas+Liquids | 0 | 0 | 0 | 0 | 0 | 0 | 0 | 0 | 0 | 17486.6814 | 0 | 10713.2782 | 21121.1681 | 5348.8673 | 5943.1858 | 0 | 0 | 0 | 20115.3982 | 5486.0177 | 0
NEM | Hydro | 0 | 0 | 0 | 0 | 0 | 0 | 0 | 0 | 0 | 0 | 0 | 0 | 0 | 0 | 0 | 0 | 9436.108 | 0 | 0 | 0 | 0
NEM | Dispatchable Storage | 0 | 0 | 0 | 0 | 0 | 0 | 0 | 0 | 0 | 0 | 0 | 0 | 0 | 0 | 0 | 0 | 0 | 0 | 0 | 0 | 0
NEM | Wind | 0 | 0 | 0 | 0 | 0 | 0 | 0 | 0 | 991.119 | 502.3854 | 0 | 0 | 3043.8001 | 0 | 2.1843e-07 | 0 | 0 | 0 | 1.0921e-07 | 2410.3577 | 0
NEM | Solar | 0 | 0 | 0 | 0 | 0 | 0 | 0 | 0 | 0 | 0 | 0 | 0 | 0 | 0 | 0 | 0 | 0 | 0 | 0 | 0 | 0
Total |  | 0 | 112971.3274 | 495163.8938 | 45513.6283 | 107282.1239 | 315344.4248 | 268205.3097 | 164631.3274 | 57883.1544 | 299198.2703 | 340539.469 | 244783.3667 | 24164.9683 | 5348.8673 | 445637.3451 | 208062.3009 | 266232.5328 | 0 | 105089.7487 | 7896.3754 | 0
Region | Technology | 2022 | 2023 | 2024 | 2025 | 2026 | 2027 | 2028 | 2029 | 2030 | 2031 | 2032 | 2033 | 2034 | 2035 | 2036 | 2037 | 2038 | 2039 | 2040 | 2041 | 2042
NSW | Black Coal | 0 | 81274.3363 | 243823.0088 | 0 | 107282.1239 | 224317.1681 | 0 | 0 | 0 | 224317.1681 | 218627.9646 | 234070.0885 | 0 | 0 | 334037.5221 | 0 | 0 | 0 | 0 | 0 | 0
NSW | Brown Coal | 0 | 0 | 0 | 0 | 0 | 0 | 0 | 0 | 0 | 0 | 0 | 0 | 0 | 0 | 0 | 0 | 0 | 0 | 0 | 0 | 0
NSW | CCGT | 0 | 0 | 0 | 0 | 0 | 0 | 0 | 0 | 0 | 0 | 0 | 0 | 0 | 0 | 0 | 0 | 0 | 0 | 0 | 0 | 0
NSW | Peaking Gas+Liquids | 0 | 0 | 0 | 0 | 0 | 0 | 0 | 0 | 0 | 0 | 0 | 0 | 0 | 0 | 2285.8407 | 0 | 0 | 0 | 0 | 0 | 0
NSW | Hydro | 0 | 0 | 0 | 0 | 0 | 0 | 0 | 0 | 0 | 0 | 0 | 0 | 0 | 0 | 0 | 0 | 0 | 0 | 0 | 0 | 0
NSW | Dispatchable Storage | 0 | 0 | 0 | 0 | 0 | 0 | 0 | 0 | 0 | 0 | 0 | 0 | 0 | 0 | 0 | 0 | 0 | 0 | 0 | 0 | 0
NSW | Wind | 0 | 0 | 0 | 0 | 0 | 0 | 0 | 0 | 0 | 0 | 0 | 0 | 0 | 0 | 0 | 0 | 0 | 0 | 0 | 0 | 0
NSW | Solar | 0 | 0 | 0 | 0 | 0 | 0 | 0 | 0 | 0 | 0 | 0 | 0 | 0 | 0 | 0 | 0 | 0 | 0 | 0 | 0 | 0
Total |  | 0 | 81274.3363 | 243823.0088 | 0 | 107282.1239 | 224317.1681 | 0 | 0 | 0 | 224317.1681 | 218627.9646 | 234070.0885 | 0 | 0 | 336323.3628 | 0 | 0 | 0 | 0 | 0 | 0
Region | Technology | 2022 | 2023 | 2024 | 2025 | 2026 | 2027 | 2028 | 2029 | 2030 | 2031 | 2032 | 2033 | 2034 | 2035 | 2036 | 2037 | 2038 | 2039 | 2040 | 2041 | 2042
QLD | Black Coal | 0 | 0 | 227568.1416 | 45513.6283 | 0 | 0 | 0 | 113784.0708 | 0 | 0 | 0 | 0 | 0 | 0 | 0 | 113784.0708 | 186930.9735 | 0 | 0 | 0 | 0
QLD | Brown Coal | 0 | 0 | 0 | 0 | 0 | 0 | 0 | 0 | 0 | 0 | 0 | 0 | 0 | 0 | 0 | 0 | 0 | 0 | 0 | 0 | 0
QLD | CCGT | 0 | 0 | 0 | 0 | 0 | 0 | 0 | 50847.2566 | 0 | 0 | 0 | 0 | 0 | 0 | 0 | 0 | 0 | 0 | 18938.9522 | 0 | 0
QLD | Peaking Gas+Liquids | 0 | 0 | 0 | 0 | 0 | 0 | 0 | 0 | 0 | 0 | 0 | 0 | 13349.3097 | 5348.8673 | 0 | 0 | 0 | 0 | 0 | 0 | 0
QLD | Hydro | 0 | 0 | 0 | 0 | 0 | 0 | 0 | 0 | 0 | 0 | 0 | 0 | 0 | 0 | 0 | 0 | 9436.108 | 0 | 0 | 0 | 0
QLD | Dispatchable Storage | 0 | 0 | 0 | 0 | 0 | 0 | 0 | 0 | 0 | 0 | 0 | 0 | 0 | 0 | 0 | 0 | 0 | 0 | 0 | 0 | 0
QLD | Wind | 0 | 0 | 0 | 0 | 0 | 0 | 0 | 0 | 0 | 0 | 0 | 0 | 0 | 0 | 1.0921e-07 | 0 | 0 | 0 | 1.0921e-07 | 0 | 0
QLD | Solar | 0 | 0 | 0 | 0 | 0 | 0 | 0 | 0 | 0 | 0 | 0 | 0 | 0 | 0 | 0 | 0 | 0 | 0 | 0 | 0 | 0
Total |  | 0 | 0 | 227568.1416 | 45513.6283 | 0 | 0 | 0 | 164631.3274 | 0 | 0 | 0 | 0 | 13349.3097 | 5348.8673 | 1.0921e-07 | 113784.0708 | 196367.0815 | 0 | 18938.9522 | 0 | 0
Region | Technology | 2022 | 2023 | 2024 | 2025 | 2026 | 2027 | 2028 | 2029 | 2030 | 2031 | 2032 | 2033 | 2034 | 2035 | 2036 | 2037 | 2038 | 2039 | 2040 | 2041 | 2042
VIC | Black Coal | 0 | 0 | 0 | 0 | 0 | 0 | 0 | 0 | 0 | 0 | 0 | 0 | 0 | 0 | 0 | 0 | 0 | 0 | 0 | 0 | 0
VIC | Brown Coal | 0 | 0 | 0 | 0 | 0 | 91027.2566 | 268205.3097 | 0 | 56892.0354 | 56892.0354 | 121911.5044 | 0 | 0 | 0 | 0 | 94278.2301 | 0 | 0 | 0 | 0 | 0
VIC | CCGT | 0 | 0 | 0 | 0 | 0 | 0 | 0 | 0 | 0 | 0 | 0 | 0 | 0 | 0 | 0 | 0 | 0 | 0 | 66035.3982 | 0 | 0
VIC | Peaking Gas+Liquids | 0 | 0 | 0 | 0 | 0 | 0 | 0 | 0 | 0 | 0 | 0 | 0 | 7771.8584 | 0 | 0 | 0 | 0 | 0 | 20115.3982 | 0 | 0
VIC | Hydro | 0 | 0 | 0 | 0 | 0 | 0 | 0 | 0 | 0 | 0 | 0 | 0 | 0 | 0 | 0 | 0 | 0 | 0 | 0 | 0 | 0
VIC | Dispatchable Storage | 0 | 0 | 0 | 0 | 0 | 0 | 0 | 0 | 0 | 0 | 0 | 0 | 0 | 0 | 0 | 0 | 0 | 0 | 0 | 0 | 0
VIC | Wind | 0 | 0 | 0 | 0 | 0 | 0 | 0 | 0 | 0 | 0 | 0 | 0 | 573.3746 | 0 | 1.0921e-07 | 0 | 0 | 0 | 0 | 1984.4222 | 0
VIC | Solar | 0 | 0 | 0 | 0 | 0 | 0 | 0 | 0 | 0 | 0 | 0 | 0 | 0 | 0 | 0 | 0 | 0 | 0 | 0 | 0 | 0
Total |  | 0 | 0 | 0 | 0 | 0 | 91027.2566 | 268205.3097 | 0 | 56892.0354 | 56892.0354 | 121911.5044 | 0 | 8345.233 | 0 | 1.0921e-07 | 94278.2301 | 0 | 0 | 86150.7965 | 1984.4222 | 0
Region | Technology | 2022 | 2023 | 2024 | 2025 | 2026 | 2027 | 2028 | 2029 | 2030 | 2031 | 2032 | 2033 | 2034 | 2035 | 2036 | 2037 | 2038 | 2039 | 2040 | 2041 | 2042
SA | Black Coal | 0 | 0 | 0 | 0 | 0 | 0 | 0 | 0 | 0 | 0 | 0 | 0 | 0 | 0 | 0 | 0 | 0 | 0 | 0 | 0 | 0
SA | Brown Coal | 0 | 0 | 0 | 0 | 0 | 0 | 0 | 0 | 0 | 0 | 0 | 0 | 0 | 0 | 0 | 0 | 0 | 0 | 0 | 0 | 0
SA | CCGT | 0 | 31696.9912 | 23772.7434 | 0 | 0 | 0 | 0 | 0 | 0 | 0 | 0 | 0 | 0 | 0 | 105656.6372 | 0 | 69865.4513 | 0 | 0 | 0 | 0
SA | Peaking Gas+Liquids | 0 | 0 | 0 | 0 | 0 | 0 | 0 | 0 | 0 | 17486.6814 | 0 | 10713.2782 | 0 | 0 | 3657.3451 | 0 | 0 | 0 | 0 | 0 | 0
SA | Hydro | 0 | 0 | 0 | 0 | 0 | 0 | 0 | 0 | 0 | 0 | 0 | 0 | 0 | 0 | 0 | 0 | 0 | 0 | 0 | 0 | 0
SA | Dispatchable Storage | 0 | 0 | 0 | 0 | 0 | 0 | 0 | 0 | 0 | 0 | 0 | 0 | 0 | 0 | 0 | 0 | 0 | 0 | 0 | 0 | 0
SA | Wind | 0 | 0 | 0 | 0 | 0 | 0 | 0 | 0 | 991.119 | 502.3854 | 0 | 0 | 2470.4255 | 0 | 0 | 0 | 0 | 0 | 0 | 425.9354 | 0
SA | Solar | 0 | 0 | 0 | 0 | 0 | 0 | 0 | 0 | 0 | 0 | 0 | 0 | 0 | 0 | 0 | 0 | 0 | 0 | 0 | 0 | 0
Total |  | 0 | 31696.9912 | 23772.7434 | 0 | 0 | 0 | 0 | 0 | 991.119 | 17989.0668 | 0 | 10713.2782 | 2470.4255 | 0 | 109313.9823 | 0 | 69865.4513 | 0 | 0 | 425.9354 | 0
Region | Technology | 2022 | 2023 | 2024 | 2025 | 2026 | 2027 | 2028 | 2029 | 2030 | 2031 | 2032 | 2033 | 2034 | 2035 | 2036 | 2037 | 2038 | 2039 | 2040 | 2041 | 2042
TAS | Black Coal | 0 | 0 | 0 | 0 | 0 | 0 | 0 | 0 | 0 | 0 | 0 | 0 | 0 | 0 | 0 | 0 | 0 | 0 | 0 | 0 | 0
TAS | Brown Coal | 0 | 0 | 0 | 0 | 0 | 0 | 0 | 0 | 0 | 0 | 0 | 0 | 0 | 0 | 0 | 0 | 0 | 0 | 0 | 0 | 0
TAS | CCGT | 0 | 0 | 0 | 0 | 0 | 0 | 0 | 0 | 0 | 0 | 0 | 0 | 0 | 0 | 0 | 0 | 0 | 0 | 0 | 0 | 0
TAS | Peaking Gas+Liquids | 0 | 0 | 0 | 0 | 0 | 0 | 0 | 0 | 0 | 0 | 0 | 0 | 0 | 0 | 0 | 0 | 0 | 0 | 0 | 5486.0177 | 0
TAS | Hydro | 0 | 0 | 0 | 0 | 0 | 0 | 0 | 0 | 0 | 0 | 0 | 0 | 0 | 0 | 0 | 0 | 0 | 0 | 0 | 0 | 0
TAS | Dispatchable Storage | 0 | 0 | 0 | 0 | 0 | 0 | 0 | 0 | 0 | 0 | 0 | 0 | 0 | 0 | 0 | 0 | 0 | 0 | 0 | 0 | 0
TAS | Wind | 0 | 0 | 0 | 0 | 0 | 0 | 0 | 0 | 0 | 0 | 0 | 0 | 0 | 0 | 0 | 0 | 0 | 0 | 0 | 0 | 0
TAS | Solar | 0 | 0 | 0 | 0 | 0 | 0 | 0 | 0 | 0 | 0 | 0 | 0 | 0 | 0 | 0 | 0 | 0 | 0 | 0 | 0 | 0
Total |  | 0 | 0 | 0 | 0 | 0 | 0 | 0 | 0 | 0 | 0 | 0 | 0 | 0 | 0 | 0 | 0 | 0 | 0 | 0 | 5486.0177 | 0

## RehabCost_2
Rehabilitation cost by technology ($000s) - Fast Change (DP8)
Real June 2019 dollars. Years are financial year ending. Some rounding errors may be present.
Region | Technology | 2022 | 2023 | 2024 | 2025 | 2026 | 2027 | 2028 | 2029 | 2030 | 2031 | 2032 | 2033 | 2034 | 2035 | 2036 | 2037 | 2038 | 2039 | 2040 | 2041 | 2042
NEM | Black Coal | 0 | 81274.3363 | 243823.0088 | 0 | 331599.292 | 117035.0442 | 0 | 113784.0708 | 0 | 117035.0442 | 224317.1681 | 237321.0619 | 0 | 45513.6283 | 672951.5044 | 113784.0708 | 186930.9735 | 0 | 0 | 0 | 0
NEM | Brown Coal | 0 | 0 | 0 | 0 | 0 | 56892.0354 | 0 | 56892.0354 | 0 | 121911.5044 | 0 | 0 | 0 | 0 | 0 | 0 | 0 | 0 | 0 | 0 | 0
NEM | CCGT | 0 | 31696.9912 | 23772.7434 | 0 | 0 | 0 | 0 | 50847.2566 | 0 | 0 | 0 | 0 | 0 | 0 | 105656.6372 | 0 | 69865.4513 | 0 | 84974.3504 | 0 | 0
NEM | Peaking Gas+Liquids | 0 | 0 | 0 | 0 | 0 | 0 | 0 | 0 | 0 | 17486.6814 | 0 | 10713.2782 | 21121.1681 | 5348.8673 | 5943.1858 | 0 | 0 | 0 | 20115.3982 | 5486.0177 | 0
NEM | Hydro | 0 | 0 | 0 | 0 | 0 | 0 | 0 | 0 | 0 | 0 | 0 | 0 | 0 | 0 | 0 | 0 | 9436.108 | 0 | 0 | 0 | 0
NEM | Dispatchable Storage | 0 | 0 | 0 | 0 | 0 | 0 | 0 | 0 | 0 | 0 | 0 | 0 | 0 | 0 | 0 | 0 | 0 | 0 | 0 | 0 | 0
NEM | Wind | 0 | 0 | 0 | 0 | 0 | 0 | 0 | 0 | 991.119 | 502.3854 | 0 | 0 | 3043.8001 | 0 | 1658.9639 | 3290.6242 | 6287.2438 | 6651.1456 | 5664.9412 | 7511.7536 | 527.5046
NEM | Solar | 0 | 0 | 0 | 0 | 0 | 0 | 0 | 0 | 0 | 0 | 0 | 0 | 0 | 0 | 2642.984 | 0 | 1528.999 | 3282.9792 | 0 | 0 | 0
Total |  | 0 | 112971.3274 | 267595.7522 | 0 | 331599.292 | 173927.0796 | 0 | 221523.3628 | 991.119 | 256935.6155 | 224317.1681 | 248034.3402 | 24164.9683 | 50862.4956 | 788853.2753 | 117074.695 | 274048.7756 | 9934.1248 | 110754.6899 | 12997.7713 | 527.5046
Region | Technology | 2022 | 2023 | 2024 | 2025 | 2026 | 2027 | 2028 | 2029 | 2030 | 2031 | 2032 | 2033 | 2034 | 2035 | 2036 | 2037 | 2038 | 2039 | 2040 | 2041 | 2042
NSW | Black Coal | 0 | 81274.3363 | 243823.0088 | 0 | 331599.292 | 117035.0442 | 0 | 0 | 0 | 117035.0442 | 224317.1681 | 0 | 0 | 0 | 445383.3628 | 0 | 0 | 0 | 0 | 0 | 0
NSW | Brown Coal | 0 | 0 | 0 | 0 | 0 | 0 | 0 | 0 | 0 | 0 | 0 | 0 | 0 | 0 | 0 | 0 | 0 | 0 | 0 | 0 | 0
NSW | CCGT | 0 | 0 | 0 | 0 | 0 | 0 | 0 | 0 | 0 | 0 | 0 | 0 | 0 | 0 | 0 | 0 | 0 | 0 | 0 | 0 | 0
NSW | Peaking Gas+Liquids | 0 | 0 | 0 | 0 | 0 | 0 | 0 | 0 | 0 | 0 | 0 | 0 | 0 | 0 | 2285.8407 | 0 | 0 | 0 | 0 | 0 | 0
NSW | Hydro | 0 | 0 | 0 | 0 | 0 | 0 | 0 | 0 | 0 | 0 | 0 | 0 | 0 | 0 | 0 | 0 | 0 | 0 | 0 | 0 | 0
NSW | Dispatchable Storage | 0 | 0 | 0 | 0 | 0 | 0 | 0 | 0 | 0 | 0 | 0 | 0 | 0 | 0 | 0 | 0 | 0 | 0 | 0 | 0 | 0
NSW | Wind | 0 | 0 | 0 | 0 | 0 | 0 | 0 | 0 | 0 | 0 | 0 | 0 | 0 | 0 | 0 | 507.8461 | 4832.5105 | 327.6426 | 0 | 3937.1724 | 527.5046
NSW | Solar | 0 | 0 | 0 | 0 | 0 | 0 | 0 | 0 | 0 | 0 | 0 | 0 | 0 | 0 | 0 | 0 | 436.8569 | 3282.9792 | 0 | 0 | 0
Total |  | 0 | 81274.3363 | 243823.0088 | 0 | 331599.292 | 117035.0442 | 0 | 0 | 0 | 117035.0442 | 224317.1681 | 0 | 0 | 0 | 447669.2035 | 507.8461 | 5269.3673 | 3610.6219 | 0 | 3937.1724 | 527.5046
Region | Technology | 2022 | 2023 | 2024 | 2025 | 2026 | 2027 | 2028 | 2029 | 2030 | 2031 | 2032 | 2033 | 2034 | 2035 | 2036 | 2037 | 2038 | 2039 | 2040 | 2041 | 2042
QLD | Black Coal | 0 | 0 | 0 | 0 | 0 | 0 | 0 | 113784.0708 | 0 | 0 | 0 | 237321.0619 | 0 | 45513.6283 | 227568.1416 | 113784.0708 | 186930.9735 | 0 | 0 | 0 | 0
QLD | Brown Coal | 0 | 0 | 0 | 0 | 0 | 0 | 0 | 0 | 0 | 0 | 0 | 0 | 0 | 0 | 0 | 0 | 0 | 0 | 0 | 0 | 0
QLD | CCGT | 0 | 0 | 0 | 0 | 0 | 0 | 0 | 50847.2566 | 0 | 0 | 0 | 0 | 0 | 0 | 0 | 0 | 0 | 0 | 18938.9522 | 0 | 0
QLD | Peaking Gas+Liquids | 0 | 0 | 0 | 0 | 0 | 0 | 0 | 0 | 0 | 0 | 0 | 0 | 13349.3097 | 5348.8673 | 0 | 0 | 0 | 0 | 0 | 0 | 0
QLD | Hydro | 0 | 0 | 0 | 0 | 0 | 0 | 0 | 0 | 0 | 0 | 0 | 0 | 0 | 0 | 0 | 0 | 9436.108 | 0 | 0 | 0 | 0
QLD | Dispatchable Storage | 0 | 0 | 0 | 0 | 0 | 0 | 0 | 0 | 0 | 0 | 0 | 0 | 0 | 0 | 0 | 0 | 0 | 0 | 0 | 0 | 0
QLD | Wind | 0 | 0 | 0 | 0 | 0 | 0 | 0 | 0 | 0 | 0 | 0 | 0 | 0 | 0 | 0 | 0 | 0 | 0 | 0 | 0 | 0
QLD | Solar | 0 | 0 | 0 | 0 | 0 | 0 | 0 | 0 | 0 | 0 | 0 | 0 | 0 | 0 | 2642.984 | 0 | 1092.1421 | 0 | 0 | 0 | 0
Total |  | 0 | 0 | 0 | 0 | 0 | 0 | 0 | 164631.3274 | 0 | 0 | 0 | 237321.0619 | 13349.3097 | 50862.4956 | 230211.1255 | 113784.0708 | 197459.2236 | 0 | 18938.9522 | 0 | 0
Region | Technology | 2022 | 2023 | 2024 | 2025 | 2026 | 2027 | 2028 | 2029 | 2030 | 2031 | 2032 | 2033 | 2034 | 2035 | 2036 | 2037 | 2038 | 2039 | 2040 | 2041 | 2042
VIC | Black Coal | 0 | 0 | 0 | 0 | 0 | 0 | 0 | 0 | 0 | 0 | 0 | 0 | 0 | 0 | 0 | 0 | 0 | 0 | 0 | 0 | 0
VIC | Brown Coal | 0 | 0 | 0 | 0 | 0 | 56892.0354 | 0 | 56892.0354 | 0 | 121911.5044 | 0 | 0 | 0 | 0 | 0 | 0 | 0 | 0 | 0 | 0 | 0
VIC | CCGT | 0 | 0 | 0 | 0 | 0 | 0 | 0 | 0 | 0 | 0 | 0 | 0 | 0 | 0 | 0 | 0 | 0 | 0 | 66035.3982 | 0 | 0
VIC | Peaking Gas+Liquids | 0 | 0 | 0 | 0 | 0 | 0 | 0 | 0 | 0 | 0 | 0 | 0 | 7771.8584 | 0 | 0 | 0 | 0 | 0 | 20115.3982 | 0 | 0
VIC | Hydro | 0 | 0 | 0 | 0 | 0 | 0 | 0 | 0 | 0 | 0 | 0 | 0 | 0 | 0 | 0 | 0 | 0 | 0 | 0 | 0 | 0
VIC | Dispatchable Storage | 0 | 0 | 0 | 0 | 0 | 0 | 0 | 0 | 0 | 0 | 0 | 0 | 0 | 0 | 0 | 0 | 0 | 0 | 0 | 0 | 0
VIC | Wind | 0 | 0 | 0 | 0 | 0 | 0 | 0 | 0 | 0 | 0 | 0 | 0 | 573.3746 | 0 | 0 | 0 | 733.9195 | 4586.9969 | 2096.9129 | 3148.6458 | 0
VIC | Solar | 0 | 0 | 0 | 0 | 0 | 0 | 0 | 0 | 0 | 0 | 0 | 0 | 0 | 0 | 0 | 0 | 0 | 0 | 0 | 0 | 0
Total |  | 0 | 0 | 0 | 0 | 0 | 56892.0354 | 0 | 56892.0354 | 0 | 121911.5044 | 0 | 0 | 8345.233 | 0 | 0 | 0 | 733.9195 | 4586.9969 | 88247.7093 | 3148.6458 | 0
Region | Technology | 2022 | 2023 | 2024 | 2025 | 2026 | 2027 | 2028 | 2029 | 2030 | 2031 | 2032 | 2033 | 2034 | 2035 | 2036 | 2037 | 2038 | 2039 | 2040 | 2041 | 2042
SA | Black Coal | 0 | 0 | 0 | 0 | 0 | 0 | 0 | 0 | 0 | 0 | 0 | 0 | 0 | 0 | 0 | 0 | 0 | 0 | 0 | 0 | 0
SA | Brown Coal | 0 | 0 | 0 | 0 | 0 | 0 | 0 | 0 | 0 | 0 | 0 | 0 | 0 | 0 | 0 | 0 | 0 | 0 | 0 | 0 | 0
SA | CCGT | 0 | 31696.9912 | 23772.7434 | 0 | 0 | 0 | 0 | 0 | 0 | 0 | 0 | 0 | 0 | 0 | 105656.6372 | 0 | 69865.4513 | 0 | 0 | 0 | 0
SA | Peaking Gas+Liquids | 0 | 0 | 0 | 0 | 0 | 0 | 0 | 0 | 0 | 17486.6814 | 0 | 10713.2782 | 0 | 0 | 3657.3451 | 0 | 0 | 0 | 0 | 0 | 0
SA | Hydro | 0 | 0 | 0 | 0 | 0 | 0 | 0 | 0 | 0 | 0 | 0 | 0 | 0 | 0 | 0 | 0 | 0 | 0 | 0 | 0 | 0
SA | Dispatchable Storage | 0 | 0 | 0 | 0 | 0 | 0 | 0 | 0 | 0 | 0 | 0 | 0 | 0 | 0 | 0 | 0 | 0 | 0 | 0 | 0 | 0
SA | Wind | 0 | 0 | 0 | 0 | 0 | 0 | 0 | 0 | 991.119 | 502.3854 | 0 | 0 | 2470.4255 | 0 | 1658.9639 | 2782.7781 | 720.8138 | 1736.506 | 3568.0283 | 425.9354 | 0
SA | Solar | 0 | 0 | 0 | 0 | 0 | 0 | 0 | 0 | 0 | 0 | 0 | 0 | 0 | 0 | 0 | 0 | 0 | 0 | 0 | 0 | 0
Total |  | 0 | 31696.9912 | 23772.7434 | 0 | 0 | 0 | 0 | 0 | 991.119 | 17989.0668 | 0 | 10713.2782 | 2470.4255 | 0 | 110972.9462 | 2782.7781 | 70586.2651 | 1736.506 | 3568.0283 | 425.9354 | 0
Region | Technology | 2022 | 2023 | 2024 | 2025 | 2026 | 2027 | 2028 | 2029 | 2030 | 2031 | 2032 | 2033 | 2034 | 2035 | 2036 | 2037 | 2038 | 2039 | 2040 | 2041 | 2042
TAS | Black Coal | 0 | 0 | 0 | 0 | 0 | 0 | 0 | 0 | 0 | 0 | 0 | 0 | 0 | 0 | 0 | 0 | 0 | 0 | 0 | 0 | 0
TAS | Brown Coal | 0 | 0 | 0 | 0 | 0 | 0 | 0 | 0 | 0 | 0 | 0 | 0 | 0 | 0 | 0 | 0 | 0 | 0 | 0 | 0 | 0
TAS | CCGT | 0 | 0 | 0 | 0 | 0 | 0 | 0 | 0 | 0 | 0 | 0 | 0 | 0 | 0 | 0 | 0 | 0 | 0 | 0 | 0 | 0
TAS | Peaking Gas+Liquids | 0 | 0 | 0 | 0 | 0 | 0 | 0 | 0 | 0 | 0 | 0 | 0 | 0 | 0 | 0 | 0 | 0 | 0 | 0 | 5486.0177 | 0
TAS | Hydro | 0 | 0 | 0 | 0 | 0 | 0 | 0 | 0 | 0 | 0 | 0 | 0 | 0 | 0 | 0 | 0 | 0 | 0 | 0 | 0 | 0
TAS | Dispatchable Storage | 0 | 0 | 0 | 0 | 0 | 0 | 0 | 0 | 0 | 0 | 0 | 0 | 0 | 0 | 0 | 0 | 0 | 0 | 0 | 0 | 0
TAS | Wind | 0 | 0 | 0 | 0 | 0 | 0 | 0 | 0 | 0 | 0 | 0 | 0 | 0 | 0 | 0 | 0 | 0 | 0 | 0 | 0 | 0
TAS | Solar | 0 | 0 | 0 | 0 | 0 | 0 | 0 | 0 | 0 | 0 | 0 | 0 | 0 | 0 | 0 | 0 | 0 | 0 | 0 | 0 | 0
Total |  | 0 | 0 | 0 | 0 | 0 | 0 | 0 | 0 | 0 | 0 | 0 | 0 | 0 | 0 | 0 | 0 | 0 | 0 | 0 | 5486.0177 | 0

## DSPCost_1
DSP and USE cost by region ($000s) - Fast Change (Counterfactual)
Real June 2019 dollars. Years are financial year ending. Some rounding errors may be present.
Region | Aggregation | 2022 | 2023 | 2024 | 2025 | 2026 | 2027 | 2028 | 2029 | 2030 | 2031 | 2032 | 2033 | 2034 | 2035 | 2036 | 2037 | 2038 | 2039 | 2040 | 2041 | 2042
NSW | DSP + USE | 0 | 0 | 4655.659 | 6037.3626 | 12717.1166 | 11279.1787 | 9053.477 | 5588.4965 | 21501.8988 | 9206.8335 | 21588.5961 | 15957.631 | 18546.3818 | 14869.813 | 17656.7707 | 33007.682 | 11404.985 | 30739.2796 | 36543.3136 | 32981.9559 | 42476.429
QLD | DSP + USE | 0 | 0 | 2022.6285 | 6383.1969 | 3503.1018 | 0 | 0 | 0 | 0 | 4052.8538 | 0 | 0 | 6601.1603 | 13577.8586 | 0 | 4752.7057 | 0 | 10438.1957 | 22464.6593 | 15193.0401 | 0
VIC | DSP + USE | 1753.9218 | 63.7475 | 0 | 0 | 6496.8517 | 0 | 0 | 8226.0894 | 2926.1191 | 0 | 0 | 0 | 0 | 0 | 0 | 0 | 0 | 0 | 0 | 0 | 0
SA | DSP + USE | 544.428 | 608.1426 | 0 | 0 | 2373.6844 | 0 | 0 | 2918.3844 | 1040.9462 | 0 | 0 | 0 | 0 | 0 | 1662.5388 | 7526.3085 | 10603.2712 | 0 | 0 | 0 | 0
TAS | DSP + USE | 0 | 0 | 0 | 0 | 0 | 0 | 0 | 0 | 0 | 0 | 0 | 0 | 0 | 0 | 0 | 0 | 0 | 0 | 0 | 0 | 0
NEM | Total | 2298.3499 | 671.8901 | 6678.2875 | 12420.5594 | 25090.7545 | 11279.1787 | 9053.477 | 16732.9703 | 25468.9641 | 13259.6872 | 21588.5961 | 15957.631 | 25147.5421 | 28447.6717 | 19319.3095 | 45286.6961 | 22008.2561 | 41177.4753 | 59007.9729 | 48174.9961 | 42476.429
*DSP may include unserved energy below the current reliability standard

## DSPCost_2
DSP and USE cost by region ($000s) - Fast Change (DP8)
Real June 2019 dollars. Years are financial year ending. Some rounding errors may be present.
Region | Aggregation | 2022 | 2023 | 2024 | 2025 | 2026 | 2027 | 2028 | 2029 | 2030 | 2031 | 2032 | 2033 | 2034 | 2035 | 2036 | 2037 | 2038 | 2039 | 2040 | 2041 | 2042
NSW | DSP + USE | 0 | 0 | 4982.8994 | 15153.6563 | 0 | 0 | 0 | 0 | 8688.952 | 0 | 0 | 0 | 6841.3154 | 14874.131 | 2056.8679 | 5501.2803 | 0 | 0 | 0 | 29290.1776 | 0
QLD | DSP + USE | 0 | 0 | 0 | 0 | 0 | 0 | 0 | 0 | 0 | 0 | 0 | 0 | 0 | 0 | 4665.7792 | 4783.8668 | 0 | 0 | 0 | 7210.4568 | 0
VIC | DSP + USE | 1753.9218 | 47.3747 | 0 | 0 | 0 | 0 | 0 | 0 | 0 | 0 | 0 | 0 | 0 | 0 | 0 | 0 | 0 | 0 | 0 | 0 | 0
SA | DSP + USE | 544.428 | 608.1426 | 0 | 0 | 0 | 0 | 0 | 0 | 0 | 0 | 0 | 0 | 0 | 0 | 1427.5484 | 0 | 11085.8598 | 0 | 0 | 0 | 0
TAS | DSP + USE | 0 | 0 | 0 | 0 | 0 | 0 | 0 | 0 | 0 | 0 | 0 | 0 | 0 | 0 | 0 | 0 | 0 | 0 | 0 | 0 | 0
NEM | Total | 2298.3499 | 655.5173 | 4982.8994 | 15153.6563 | 0 | 0 | 0 | 0 | 8688.952 | 0 | 0 | 0 | 6841.3154 | 14874.131 | 8150.1954 | 10285.1471 | 11085.8598 | 0 | 0 | 36500.6344 | 0
*DSP may include unserved energy below the current reliability standard

## REZTxCost_1
REZ transmission expansion cost by region ($000s) - Fast Change (Counterfactual)
Real June 2019 dollars. Years are financial year ending. As with the total capital costs, the REZ transmission expansion costs are annualised for modelling purposes. Some rounding errors may be present.
Region | Aggregation | 2022 | 2023 | 2024 | 2025 | 2026 | 2027 | 2028 | 2029 | 2030 | 2031 | 2032 | 2033 | 2034 | 2035 | 2036 | 2037 | 2038 | 2039 | 2040 | 2041 | 2042
NSW | REZ Transmission | 0 | 0 | 0 | 0 | 0 | 0 | 0 | 0 | 0 | 0 | 0 | 0 | 0 | 0 | 0 | 0 | 0 | 0 | 0 | 0 | 0
QLD | REZ Transmission | 0 | 0 | 0 | 0 | 0 | 0 | 0 | 0 | 0 | 0 | 0 | 0 | 0 | 0 | 0 | 0 | 0 | 0 | 0 | 0 | 0
VIC | REZ Transmission | 0 | 0 | 0 | 0 | 0 | 0 | 0 | 0 | 0 | 0 | 0 | 0 | 0 | 0 | 0 | 0 | 0 | 0 | 0 | 0 | 0
SA | REZ Transmission | 0 | 0 | 0 | 0 | 0 | 0 | 0 | 0 | 0 | 0 | 0 | 0 | 0 | 0 | 0 | 0 | 0 | 0 | 0 | 0 | 0
TAS | REZ Transmission | 0 | 0 | 0 | 0 | 0 | 0 | 0 | 0 | 0 | 0 | 0 | 0 | 0 | 0 | 0 | 0 | 0 | 0 | 0 | 0 | 0
NEM | Total | 0 | 0 | 0 | 0 | 0 | 0 | 0 | 0 | 0 | 0 | 0 | 0 | 0 | 0 | 0 | 0 | 0 | 0 | 0 | 0 | 0

## REZTxCost_2
REZ transmission expansion cost by region ($000s) - Fast Change (DP8)
Real June 2019 dollars. Years are financial year ending. As with the total capital costs, the REZ transmission expansion costs are annualised for modelling purposes. Some rounding errors may be present.
Region | Aggregation | 2022 | 2023 | 2024 | 2025 | 2026 | 2027 | 2028 | 2029 | 2030 | 2031 | 2032 | 2033 | 2034 | 2035 | 2036 | 2037 | 2038 | 2039 | 2040 | 2041 | 2042
NSW | REZ Transmission | 0 | 419.475 | 419.475 | 419.475 | 419.475 | 419.475 | 419.475 | 419.475 | 419.475 | 15300.488 | 25665.6104 | 27444.3621 | 35614.3217 | 35614.3217 | 130729.3688 | 130729.3688 | 178933.7887 | 178933.7887 | 181409.1344 | 228116.4747 | 228116.4747
QLD | REZ Transmission | 0 | 0 | 0 | 0 | 0 | 0 | 0 | 0 | 0 | 0 | 0 | 2270.609 | 2270.609 | 13663.195 | 52359.95 | 71402.5066 | 202506.6285 | 202506.6285 | 212621.9049 | 219839.731 | 219839.731
VIC | REZ Transmission | 0 | 0 | 0 | 0 | 0 | 309.3164 | 0 | 0 | 0 | 0 | 0 | 0 | 0 | 0 | 0 | 0 | 0 | 0 | 3435.9418 | 9230.0788 | 9230.0788
SA | REZ Transmission | 0 | 0 | 0 | 0 | 0 | 0 | 0 | 0 | 0 | 1323.3882 | 6215.9878 | 6215.9878 | 6215.9878 | 6215.9878 | 36283.5183 | 38641.4809 | 70914.1272 | 70914.1272 | 71319.91 | 71319.91 | 71319.91
TAS | REZ Transmission | 0 | 0 | 0 | 0 | 0 | 0 | 668.8833 | 668.8833 | 668.8833 | 3586.7429 | 0 | 2173.933 | 2173.933 | 2173.933 | 2173.933 | 2173.933 | 4607.5394 | 4607.5394 | 4607.5394 | 4607.5394 | 4607.5394
NEM | Total | 0 | 419.475 | 419.475 | 419.475 | 419.475 | 728.7914 | 1088.3583 | 1088.3583 | 1088.3583 | 20210.6191 | 31881.5982 | 38104.8919 | 46274.8515 | 57667.4375 | 221546.7702 | 242947.2894 | 456962.0837 | 456962.0837 | 473394.4305 | 533113.7339 | 533113.7339

## ICTxCost_1
Interconnector cost by link ($000s) - Fast Change (Counterfactual)
Real June 2019 dollars. Years are financial year ending. As with the total capital costs, the interconnector transmission expansion costs are annualised for modelling purposes. For the second table, interconnector cost has been split between regions according to loss allocations. Some rounding errors may be present.
Region | Aggregation | 2022 | 2023 | 2024 | 2025 | 2026 | 2027 | 2028 | 2029 | 2030 | 2031 | 2032 | 2033 | 2034 | 2035 | 2036 | 2037 | 2038 | 2039 | 2040 | 2041 | 2042
NEM | QNI Option 1A | 0 | 16180.9745 | 16180.9745 | 16180.9745 | 16180.9745 | 16180.9745 | 16180.9745 | 16180.9745 | 16180.9745 | 16180.9745 | 16180.9745 | 16180.9745 | 16180.9745 | 16180.9745 | 16180.9745 | 16180.9745 | 16180.9745 | 16180.9745 | 16180.9745 | 16180.9745 | 16180.9745
NEM | VNI Option 1 | 0 | 0 | 0 | 0 | 0 | 0 | 0 | 0 | 0 | 0 | 0 | 0 | 0 | 0 | 0 | 0 | 0 | 0 | 0 | 0 | 0
NEM | EnergyConnect | 0 | 0 | 0 | 0 | 0 | 0 | 0 | 0 | 0 | 0 | 0 | 0 | 0 | 0 | 0 | 0 | 0 | 0 | 0 | 0 | 0
NEM | Humelink | 0 | 0 | 0 | 0 | 0 | 0 | 0 | 0 | 0 | 0 | 0 | 0 | 0 | 0 | 0 | 0 | 0 | 0 | 0 | 0 | 0
NEM | QNI Option 2E | 0 | 0 | 0 | 0 | 0 | 0 | 0 | 0 | 0 | 0 | 0 | 0 | 0 | 0 | 0 | 0 | 0 | 0 | 0 | 0 | 0
NEM | QNI Option 3E | 0 | 0 | 0 | 0 | 0 | 0 | 0 | 0 | 0 | 0 | 0 | 0 | 0 | 0 | 0 | 0 | 0 | 0 | 0 | 0 | 0
NEM | VNI Option 6 | 0 | 0 | 0 | 0 | 0 | 0 | 0 | 0 | 0 | 0 | 0 | 0 | 0 | 0 | 0 | 0 | 0 | 0 | 0 | 0 | 0
NEM | VNI Option 7 | 0 | 0 | 0 | 0 | 0 | 0 | 0 | 0 | 0 | 0 | 0 | 0 | 0 | 0 | 0 | 0 | 0 | 0 | 0 | 0 | 0
NEM | VIC-TAS Option 3 | 0 | 0 | 0 | 0 | 0 | 0 | 0 | 0 | 0 | 0 | 0 | 0 | 0 | 0 | 0 | 0 | 0 | 0 | 0 | 0 | 0
NEM | VIC-TAS Option 4 | 0 | 0 | 0 | 0 | 0 | 0 | 0 | 0 | 0 | 0 | 0 | 0 | 0 | 0 | 0 | 0 | 0 | 0 | 0 | 0 | 0
Total |  | 0 | 16180.9745 | 16180.9745 | 16180.9745 | 16180.9745 | 16180.9745 | 16180.9745 | 16180.9745 | 16180.9745 | 16180.9745 | 16180.9745 | 16180.9745 | 16180.9745 | 16180.9745 | 16180.9745 | 16180.9745 | 16180.9745 | 16180.9745 | 16180.9745 | 16180.9745 | 16180.9745
Region | Aggregation | 2022 | 2023 | 2024 | 2025 | 2026 | 2027 | 2028 | 2029 | 2030 | 2031 | 2032 | 2033 | 2034 | 2035 | 2036 | 2037 | 2038 | 2039 | 2040 | 2041 | 2042
NSW | IC Transmission | 0 | 9061.3457 | 9061.3457 | 9061.3457 | 9061.3457 | 9061.3457 | 9061.3457 | 9061.3457 | 9061.3457 | 9061.3457 | 9061.3457 | 9061.3457 | 9061.3457 | 9061.3457 | 9061.3457 | 9061.3457 | 9061.3457 | 9061.3457 | 9061.3457 | 9061.3457 | 9061.3457
QLD | IC Transmission | 0 | 7119.6288 | 7119.6288 | 7119.6288 | 7119.6288 | 7119.6288 | 7119.6288 | 7119.6288 | 7119.6288 | 7119.6288 | 7119.6288 | 7119.6288 | 7119.6288 | 7119.6288 | 7119.6288 | 7119.6288 | 7119.6288 | 7119.6288 | 7119.6288 | 7119.6288 | 7119.6288
VIC | IC Transmission | 0 | 0 | 0 | 0 | 0 | 0 | 0 | 0 | 0 | 0 | 0 | 0 | 0 | 0 | 0 | 0 | 0 | 0 | 0 | 0 | 0
SA | IC Transmission | 0 | 0 | 0 | 0 | 0 | 0 | 0 | 0 | 0 | 0 | 0 | 0 | 0 | 0 | 0 | 0 | 0 | 0 | 0 | 0 | 0
TAS | IC Transmission | 0 | 0 | 0 | 0 | 0 | 0 | 0 | 0 | 0 | 0 | 0 | 0 | 0 | 0 | 0 | 0 | 0 | 0 | 0 | 0 | 0
Total |  | 0 | 16180.9745 | 16180.9745 | 16180.9745 | 16180.9745 | 16180.9745 | 16180.9745 | 16180.9745 | 16180.9745 | 16180.9745 | 16180.9745 | 16180.9745 | 16180.9745 | 16180.9745 | 16180.9745 | 16180.9745 | 16180.9745 | 16180.9745 | 16180.9745 | 16180.9745 | 16180.9745

## ICTxCost_2
Interconnector cost by link ($000s) - Fast Change (DP8)
Real June 2019 dollars. Years are financial year ending. As with the total capital costs, the interconnector transmission expansion costs are annualised for modelling purposes. For the second table, interconnector cost has been split between regions according to loss allocations. Early works (NPV) represents the net present value of the cost of early works on interconnectors, as detailed in the 2020 ISP report. Some rounding errors may be present.
Region | Aggregation | Early works (NPV) | 2022 | 2023 | 2024 | 2025 | 2026 | 2027 | 2028 | 2029 | 2030 | 2031 | 2032 | 2033 | 2034 | 2035 | 2036 | 2037 | 2038 | 2039 | 2040 | 2041 | 2042
NEM | QNI Option 1A | 0 | 0 | 16180.9745 | 16180.9745 | 16180.9745 | 16180.9745 | 16180.9745 | 16180.9745 | 16180.9745 | 16180.9745 | 16180.9745 | 16180.9745 | 16180.9745 | 16180.9745 | 16180.9745 | 16180.9745 | 16180.9745 | 16180.9745 | 16180.9745 | 16180.9745 | 16180.9745 | 16180.9745
NEM | VNI Option 1 | 0 | 0 | 7618.8445 | 7618.8445 | 7618.8445 | 7618.8445 | 7618.8445 | 7618.8445 | 7618.8445 | 7618.8445 | 7618.8445 | 7618.8445 | 7618.8445 | 7618.8445 | 7618.8445 | 7618.8445 | 7618.8445 | 7618.8445 | 7618.8445 | 7618.8445 | 7618.8445 | 7618.8445
NEM | EnergyConnect | 0 | 0 | 0 | 0 | 129495.243 | 129495.243 | 129495.243 | 129495.243 | 129495.243 | 129495.243 | 129495.243 | 129495.243 | 129495.243 | 129495.243 | 129495.243 | 129495.243 | 129495.243 | 129495.243 | 129495.243 | 129495.243 | 129495.243 | 129495.243
NEM | Humelink | 0 | 0 | 0 | 0 | 0 | 152376.8896 | 152376.8896 | 152376.8896 | 152376.8896 | 152376.8896 | 152376.8896 | 152376.8896 | 152376.8896 | 152376.8896 | 152376.8896 | 152376.8896 | 152376.8896 | 152376.8896 | 152376.8896 | 152376.8896 | 152376.8896 | 152376.8896
NEM | QNI Option 2E | 0 | 0 | 0 | 0 | 0 | 0 | 0 | 0 | 0 | 0 | 0 | 0 | 153465.296 | 153465.296 | 153465.296 | 153465.296 | 153465.296 | 153465.296 | 153465.296 | 153465.296 | 153465.296 | 153465.296
NEM | QNI Option 3E | 0 | 0 | 0 | 0 | 0 | 0 | 0 | 0 | 0 | 0 | 0 | 0 | 0 | 0 | 0 | 83081.6851 | 83081.6851 | 83081.6851 | 83081.6851 | 83081.6851 | 83081.6851 | 83081.6851
NEM | VNI Option 6 | 0 | 0 | 0 | 0 | 0 | 0 | 0 | 125529.5329 | 125529.5329 | 125529.5329 | 125529.5329 | 125529.5329 | 125529.5329 | 125529.5329 | 125529.5329 | 125529.5329 | 125529.5329 | 125529.5329 | 125529.5329 | 125529.5329 | 125529.5329 | 125529.5329
NEM | VNI Option 7 | 0 | 0 | 0 | 0 | 0 | 0 | 0 | 0 | 0 | 0 | 0 | 0 | 0 | 0 | 0 | 0 | 0 | 0 | 0 | 0 | 0 | 0
NEM | VIC-TAS Option 3 | 0 | 0 | 0 | 0 | 0 | 0 | 0 | 0 | 0 | 0 | 0 | 133873.9816 | 133873.9816 | 133873.9816 | 133873.9816 | 133873.9816 | 133873.9816 | 133873.9816 | 133873.9816 | 133873.9816 | 133873.9816 | 133873.9816
NEM | VIC-TAS Option 4 | 0 | 0 | 0 | 0 | 0 | 0 | 0 | 0 | 0 | 0 | 0 | 0 | 0 | 0 | 0 | 0 | 0 | 0 | 0 | 0 | 0 | 0
Total |  | 0 | 0 | 23799.819 | 23799.819 | 153295.062 | 305671.9516 | 305671.9516 | 431201.4845 | 431201.4845 | 431201.4845 | 431201.4845 | 565075.4661 | 718540.7621 | 718540.7621 | 718540.7621 | 801622.4472 | 801622.4472 | 801622.4472 | 801622.4472 | 801622.4472 | 801622.4472 | 801622.4472
Region | Aggregation | Early works (NPV) | 2022 | 2023 | 2024 | 2025 | 2026 | 2027 | 2028 | 2029 | 2030 | 2031 | 2032 | 2033 | 2034 | 2035 | 2036 | 2037 | 2038 | 2039 | 2040 | 2041 | 2042
NSW | IC Transmission | 0 | 0 | 12566.0142 | 12566.0142 | 82493.4454 | 149539.2768 | 149539.2768 | 193474.6134 | 193474.6134 | 193474.6134 | 193474.6134 | 193474.6134 | 280949.8321 | 280949.8321 | 280949.8321 | 321659.8578 | 321659.8578 | 321659.8578 | 321659.8578 | 321659.8578 | 321659.8578 | 321659.8578
QLD | IC Transmission | 0 | 0 | 7119.6288 | 7119.6288 | 7119.6288 | 7119.6288 | 7119.6288 | 7119.6288 | 7119.6288 | 7119.6288 | 7119.6288 | 7119.6288 | 73109.706 | 73109.706 | 73109.706 | 115481.3654 | 115481.3654 | 115481.3654 | 115481.3654 | 115481.3654 | 115481.3654 | 115481.3654
VIC | IC Transmission | 0 | 0 | 4114.176 | 4114.176 | 4114.176 | 89445.2342 | 89445.2342 | 171039.4306 | 171039.4306 | 171039.4306 | 171039.4306 | 237976.4214 | 237976.4214 | 237976.4214 | 237976.4214 | 237976.4214 | 237976.4214 | 237976.4214 | 237976.4214 | 237976.4214 | 237976.4214 | 237976.4214
SA | IC Transmission | 0 | 0 | 0 | 0 | 59567.8118 | 59567.8118 | 59567.8118 | 59567.8118 | 59567.8118 | 59567.8118 | 59567.8118 | 59567.8118 | 59567.8118 | 59567.8118 | 59567.8118 | 59567.8118 | 59567.8118 | 59567.8118 | 59567.8118 | 59567.8118 | 59567.8118 | 59567.8118
TAS | IC Transmission | 0 | 0 | 0 | 0 | 0 | 0 | 0 | 0 | 0 | 0 | 0 | 66936.9908 | 66936.9908 | 66936.9908 | 66936.9908 | 66936.9908 | 66936.9908 | 66936.9908 | 66936.9908 | 66936.9908 | 66936.9908 | 66936.9908
Total |  | 0 | 0 | 23799.819 | 23799.819 | 153295.062 | 305671.9516 | 305671.9516 | 431201.4845 | 431201.4845 | 431201.4845 | 431201.4845 | 565075.4661 | 718540.7621 | 718540.7621 | 718540.7621 | 801622.4472 | 801622.4472 | 801622.4472 | 801622.4472 | 801622.4472 | 801622.4472 | 801622.4472