## Disclaimer
Disclaimer
This generation outcomes workbook contains data provided by or collected from third parties,
and conclusions, opinions, assumptions or forecasts that are based on that data.
AEMO has made every effort to ensure the quality of the information in this workbook but cannot guarantee
that the information, forecasts and assumptions in it are accurate, complete or appropriate for your
circumstances. This generation outcomes workbook does not include all of the information that an investor,
participant or potential participant in the electricity or gas market might require, and does not amount to a
recommendation of any investment.
Anyone proposing to use the information in this workbook should independently verify and check its
accuracy, completeness and suitability for purpose, and obtain independent and specific advice from
appropriate experts.
This dataset or the information in it may be subsequently updated or amended. This work does
not constitute legal or business advice, and should not be relied on as a substitute for obtaining detailed
legal advice about the National Electricity Law, the National Electricity Rules, or any other applicable
laws, procedures or policies.
Accordingly, to the maximum extent permitted by law, AEMO and its officers, employees and
consultants involved in the preparation of this document:
• make no representation or warranty, express or implied, as to the currency, accuracy, reliability or
completeness of the information in this workbook; and
• are not liable (whether by reason of negligence or otherwise) for any statements, opinions,
information or other matters contained in or derived from this publication, or any omissions from it,
or in respect of a person’s use of the information in this workbook.

## Index
2020 ISP Comparison Workbook
Version History
Version Number | Description
v1.0 | Initial release
About
This workbook presents the data and comparison for the below cases for the 2020 ISP. For a complete description of the scenarios and sensitivities, please see the 2020 ISP report.
Case 1 | High DER (Counterfactual)
Case 2 | High DER (DP6)
Index Table
Tab Name | Content Description
Summary_1 | Summary (calculated) of Case 1
Summary_2 | Summary (calculated) of Case 2
Comparison 1 vs 2 | Summary (calculated) of the comparison of Case 1 versus Case 2
Capacity_1 | Installed capacity by technology (for each case)
Capacity_2
Retirements_1 | Coal retirement data (for each case)
Retirements_2
Generation_1 | Annual as-generated generation by technology (for each case)
Generation_2
StorageCapacity_1 | Installed capacity of storage (for each case)
StorageCapacity_2
StorageGeneration_1 | Generation of storage (for each case)
StorageGeneration_2
DispatchableCapacity_1 | Dispatchable capacity built (for each case)
DispatchableCapacity_2
REZCapacity_1 | Installed capacity by REZ and technology (for each case)
REZCapacity_2
REZGeneration_1 | Annual as-generated generation by REZ and technology (for each case)
REZGeneration_2
VOMCost_1 | Additional cost for running units by technology (for each case)
VOMCost_2
FOMCost_1 | Annual fixed cost for keeping plants in service by technology (for each case)
FOMCost_2
FuelCost_1 | Fuel costs by technology (for each case)
FuelCost_2
BuildCost_1 | New generation build cost by technology (for each case)
BuildCost_2
RehabCost_1 | Rehabilitation cost by technology (for each case)
RehabCost_2
DSPCost_1 | DSP and USE cost by region (for each case)
DSPCost_2
REZTxCost_1 | REZ transmission expansion cost by region (for each case)
REZTxCost_2
ICTxCost_1 | Interconnector cost by augmentation and by region (for each case)
ICTxCost_2

## Summary_1
Case 1 Summary - High DER (Counterfactual)
Notes
1. The discount rate used for calculation is 5.9%
NEM discounted total system costs by year
Select region | NEM
|  | Real June 2019 dollars ($m) | NPV | 2021-22 | 2022-23 | 2023-24 | 2024-25 | 2025-26 | 2026-27 | 2027-28 | 2028-29 | 2029-30 | 2030-31 | 2031-32 | 2032-33 | 2033-34 | 2034-35 | 2035-36 | 2036-37 | 2037-38 | 2038-39 | 2039-40 | 2040-41 | 2041-42
|  | Capex | 11954.0132 | 0 | 236.864 | 251.1698 | 268.1679 | 296.0084 | 431.3827 | 599.2407 | 836.6948 | 995.5018 | 998.4056 | 998.4056 | 1366.422 | 1460.4945 | 1522.6635 | 2433.5595 | 2716.7261 | 2967.8994 | 3017.0533 | 3323.0524 | 3423.4577 | 3481.0856
|  | FOM | 35586.2023 | 3663.363 | 3462.9363 | 2836.6929 | 4529.9184 | 3410.946 | 3526.2315 | 3807.1298 | 2976.0764 | 2884.0337 | 3467.5618 | 3561.3995 | 3166.8187 | 2604.8437 | 2605.3153 | 2840.339 | 3329.1469 | 4166.1327 | 3653.6594 | 2971.6447 | 3597.3803 | 2545.1111
|  | Fuel | 27576.6271 | 2379.3924 | 2339.5253 | 2421.4057 | 2333.283 | 2322.6093 | 2260.302 | 2446.6653 | 2291.8414 | 2194.1793 | 2318.5302 | 2323.3803 | 2817.1508 | 2823.3306 | 2737.9998 | 2432.2841 | 2451.4004 | 3918.3933 | 3441.8345 | 3591.8995 | 4034.9121 | 4083.2085
|  | VOM | 7533.0151 | 753.8598 | 729.4748 | 723.8582 | 728.8987 | 707.5171 | 703.1335 | 681.6968 | 693.3485 | 678.9233 | 669.5322 | 667.4011 | 682.0696 | 680.3168 | 687.5272 | 681.9138 | 688.5322 | 742.0224 | 752.4483 | 771.218 | 788.4243 | 795.4425
|  | REZ | 0 | 0 | 0 | 0 | 0 | 0 | 0 | 0 | 0 | 0 | 0 | 0 | 0 | 0 | 0 | 0 | 0 | 0 | 0 | 0 | 0 | 0
|  | DSP+USE | 133.6088 | 0 | 0 | 0 | 8.3012 | 0 | 0 | 0 | 0 | 27.6841 | 0 | 0 | 12.3339 | 25.3207 | 19.8264 | 22.864 | 56.3836 | 26.9485 | 45.8193 | 92.5612 | 20.6235 | 10.6805
|  | Rehab | 1329.4773 | 0 | 112.9713 | 267.5958 | 0 | 0 | 0 | 0 | 164.6313 | 272.4474 | 74.8811 | 60.9558 | 539.8092 | 24.165 | 5.3489 | 830.9441 | 115.1219 | 267.6873 | 0 | 107.8059 | 10.227 | 0.5275
|  | Interconnectors | 157.5471 | 0 | 16.181 | 16.181 | 16.181 | 16.181 | 16.181 | 16.181 | 16.181 | 16.181 | 16.181 | 16.181 | 16.181 | 16.181 | 16.181 | 16.181 | 16.181 | 16.181 | 16.181 | 16.181 | 16.181 | 16.181
|  | NPV and annual costs | 84270.491 | 6796.6152 | 6897.9527 | 6516.9033 | 7884.7502 | 6753.2617 | 6937.2307 | 7550.9135 | 6978.7733 | 7068.9505 | 7545.0919 | 7627.7233 | 8600.7851 | 7634.6523 | 7594.862 | 9258.0855 | 9373.4922 | 12105.2646 | 10926.9959 | 10874.3627 | 11891.2058 | 10932.2366
*Net present value as at 1 July 2019
Note: DSP may include unserved energy below the current reliability standard
NEM capacity by year
Select region | NEM
|  | Capacity (MW) | 2021-22 | 2022-23 | 2023-24 | 2024-25 | 2025-26 | 2026-27 | 2027-28 | 2028-29 | 2029-30 | 2030-31 | 2031-32 | 2032-33 | 2033-34 | 2034-35 | 2035-36 | 2036-37 | 2037-38 | 2038-39 | 2039-40 | 2040-41 | 2041-42
|  | Black Coal | 18336 | 17861 | 16386 | 16386 | 16386 | 16386 | 16386 | 15686 | 14366 | 14366 | 14366 | 11486 | 11486 | 11486 | 7066 | 6366 | 5216 | 5216 | 5216 | 5216 | 5216
|  | Brown Coal | 4820 | 4820 | 4820 | 4820 | 4820 | 4820 | 4820 | 4820 | 4470 | 4120 | 3745 | 3370 | 3370 | 3370 | 3370 | 3370 | 3370 | 3370 | 3370 | 3370 | 3370
|  | CCGT | 4285.9 | 4045.9 | 3865.9 | 3865.9 | 3865.9 | 3865.9 | 3865.9 | 3480.9 | 3480.9 | 3480.9 | 3480.9 | 3480.9 | 3480.9 | 3480.9 | 2680.9 | 2680.9 | 2151.9 | 2151.9 | 1508.5 | 1508.5 | 1508.5
|  | Peaking Gas+Liquids | 6812.873 | 6812.873 | 6812.873 | 6812.873 | 6812.873 | 6812.873 | 6812.873 | 6812.873 | 6920.2169 | 6537.7169 | 6537.7169 | 7843.6517 | 7737.7277 | 8161.1616 | 8215.6837 | 9687.5712 | 10886.3829 | 11318.8793 | 11989.5003 | 11939.4752 | 12446.6583
|  | Hydro | 6906.5 | 6906.5 | 6906.5 | 6906.5 | 6906.5 | 6906.5 | 6906.5 | 6906.5 | 6906.5 | 6906.5 | 6906.5 | 6906.5 | 6906.5 | 6906.5 | 6906.5 | 6906.5 | 6820.1 | 6820.1 | 6820.1 | 6820.1 | 6820.1
|  | Dispatchable Storage | 3501.167 | 3829.7346 | 4678.2527 | 7766.0931 | 8689.105 | 9490.3696 | 9975.8555 | 10939.6572 | 12254.7507 | 13472.0975 | 14528.5795 | 15249.1561 | 15917.0786 | 16670.5701 | 17505.2982 | 18428.8262 | 19388.7046 | 19919.2009 | 20899.8009 | 21437.2859 | 21963.0087
|  | Behind the Meter Storage | 2401.167 | 3178.3669 | 3490.4883 | 3620.3118 | 3900.597 | 4286.1716 | 4770.3325 | 5627.2067 | 6797.5448 | 7986.0442 | 9092.3573 | 9985.0321 | 10927.4788 | 11986.3907 | 12926.2002 | 13870.6989 | 15018.7794 | 16037.1142 | 16996.1133 | 18121.498 | 19289.8112
|  | Wind | 9005.458 | 10092.658 | 10193.4309 | 10313.8194 | 10442.9237 | 11248.5876 | 11989.187 | 13294.7542 | 13728.5289 | 13704.2329 | 13704.2329 | 14494.2329 | 14215.5329 | 14215.5329 | 20595.3677 | 20806.3452 | 21022.8979 | 21022.8979 | 21186.7851 | 21516.2483 | 21467.9483
|  | Solar | 5151.711 | 5941.711 | 5941.711 | 5941.711 | 6061.711 | 6352.5936 | 7189.1154 | 8010.8824 | 9072.8259 | 9072.8259 | 9072.8259 | 10287.8259 | 11155.9476 | 11155.9476 | 11621.6531 | 11621.6531 | 12132.8738 | 12132.8738 | 12132.8738 | 12132.8738 | 12132.8738
|  | Distributed PV | 14260.3503 | 15516.7376 | 16672.7185 | 17746.0973 | 18675.1592 | 19670.8261 | 20794.008 | 21862.6681 | 22874.3556 | 24119.412 | 25386.8386 | 26558.5966 | 27700.4359 | 29226.4517 | 30685.0051 | 31909.0706 | 33105.8092 | 33955.7834 | 34736.1756 | 35578.729 | 36502.752
|  | Dispatchable Capacity | 45144.4347 | 44799.9163 | 44033.0794 | 47162.243 | 48122.5987 | 48965.3643 | 49490.8491 | 49415.288 | 49211.5969 | 49740.0787 | 50467.6287 | 49281.4485 | 49886.0056 | 51111.3388 | 46825.1936 | 48570.7948 | 49015.7639 | 50027.9144 | 51090.5295 | 51630.9177 | 52716.641
|  | DSP | 481.9947 | 523.9087 | 563.5537 | 604.8769 | 642.2207 | 683.7217 | 723.7206 | 769.3578 | 813.2293 | 856.8643 | 902.9323 | 945.2407 | 987.7993 | 1036.2071 | 1080.8117 | 1130.9974 | 1182.6764 | 1231.8342 | 1286.6284 | 1339.5566 | 1392.374
NEM generation by year
Select region | NEM
|  | As-generated generation (GWh) | 2021-22 | 2022-23 | 2023-24 | 2024-25 | 2025-26 | 2026-27 | 2027-28 | 2028-29 | 2029-30 | 2030-31 | 2031-32 | 2032-33 | 2033-34 | 2034-35 | 2035-36 | 2036-37 | 2037-38 | 2038-39 | 2039-40 | 2040-41 | 2041-42
|  | Black Coal | 94189.3344 | 90706.3796 | 90400.4524 | 87315.9815 | 87109.9596 | 83710.9993 | 84623.5176 | 77485.6389 | 75414.414 | 78397.3207 | 77910.7275 | 70852.6908 | 72051.2724 | 71960.8511 | 46723.7652 | 43789.3804 | 37559.744 | 37967.4412 | 38118.7461 | 38154.9447 | 38217.5573
|  | Brown Coal | 31568.7958 | 32940.2884 | 32682.0864 | 31282.6058 | 29624.0132 | 28257.9222 | 30521.9702 | 26892.7623 | 25569.3599 | 25639.1558 | 22031.2246 | 20213.6014 | 20498.5216 | 19967.5354 | 19541.911 | 20068.5222 | 21278.3471 | 20445.9318 | 20688.6268 | 21700.4392 | 19982.8397
|  | CCGT | 3094.1643 | 3060.6456 | 2693.882 | 2687.1078 | 2534.6382 | 2500.4841 | 2523.2913 | 2504.5525 | 2459.5776 | 2481.4279 | 2493.3704 | 8769.1655 | 8637.3627 | 7828.8288 | 8143.3775 | 8884.1007 | 11817.9228 | 12114.2494 | 10067.434 | 10201.0844 | 10465.9756
|  | Peaking Gas+Liquids | 73.9519 | 52.4526 | 74.1078 | 96.228 | 87.8392 | 47.8421 | 66.7398 | 82.3212 | 85.1554 | 68.5673 | 92.2216 | 1548.1373 | 1451.3793 | 1438.1362 | 4242.4158 | 4456.2264 | 13498.8224 | 10250.0485 | 12904.57 | 15778.9127 | 15882.4365
|  | Hydro | 16025.9842 | 13272.0496 | 13061.2631 | 15894.6513 | 13581.0913 | 14633.4589 | 9217.1351 | 15475.8289 | 14548.5937 | 11717.1564 | 12782.9512 | 12390.2777 | 12144.1748 | 13539.2185 | 12182.9058 | 12865.2192 | 8878.0607 | 14678.3102 | 14249.7305 | 11251.7568 | 12270.8504
|  | Dispatchable Storage | 720.9127 | 815.0268 | 790.6231 | 1346.5603 | 1936.0577 | 2346.0118 | 3139.8418 | 2769.9873 | 3720.6513 | 3199.1989 | 3539.8255 | 5295.3305 | 5097.7743 | 5087.0065 | 7260.752 | 7891.0405 | 7426.4121 | 6719.4157 | 7311.6567 | 7279.7728 | 6749.7021
|  | Behind the Meter Storage | 1476.9144 | 1734.4357 | 1885.9898 | 2129.5164 | 2438.7158 | 2918.5638 | 3391.8615 | 3987.7678 | 4874.1185 | 5798.3635 | 6723.567 | 7496.4003 | 8185.4893 | 8946.6948 | 9664.3368 | 10498.975 | 11373.7157 | 12204.1085 | 12898.6532 | 13777.8922 | 14762.5073
|  | Wind | 29257.4514 | 30276.872 | 30934.4496 | 31698.606 | 34090.839 | 36771.1313 | 37310.0359 | 41769.9717 | 43364.178 | 43097.5559 | 45879.8296 | 44400.5048 | 43292.7714 | 44195.4529 | 66269.8966 | 67756.5556 | 64631.4574 | 67035.4071 | 66691.73 | 67198.7289 | 68562.0271
|  | Solar | 12774.5275 | 15384.0507 | 14970.4559 | 14849.7918 | 15566.3884 | 16510.22 | 18604.9845 | 17899.5234 | 21679.3568 | 22093.6625 | 22707.8861 | 26864.2438 | 27730.0852 | 27549.6113 | 29509.0482 | 29590.2889 | 30632.1927 | 26916.7067 | 28518.553 | 29019.9528 | 29729.9142
|  | Distributed PV | 19052.3207 | 21146.6215 | 22862.6767 | 24397.4333 | 25833.1034 | 27189.8177 | 28659.8713 | 30126.2104 | 31532.9199 | 33146.1622 | 35022.7654 | 36806.7318 | 38448.9608 | 40344.9809 | 42733.4031 | 44736.8132 | 46393.4762 | 47894.136 | 49200.0822 | 50373.6978 | 51639.9968
Load (GWh)
|  | Dispatchable Storage Load | -882.7825 | -1156.8729 | -1045.1849 | -1790.5063 | -2392.9094 | -2958.2366 | -4031.48 | -3479.6834 | -4727.4975 | -3984.3017 | -4411.1142 | -6648.5872 | -6293.3046 | -6272.2279 | -9684.6711 | -10415.7192 | -9665.9006 | -8729.1428 | -9337.7096 | -9268.8722 | -8551.9896
|  | Behind the Meter Storage Load | -1737.0549 | -2039.9283 | -2217.7303 | -2504.7568 | -2868.0305 | -3432.2071 | -3989.2477 | -4689.6255 | -5732.8237 | -6818.8305 | -7907.7191 | -8816.1597 | -9624.406 | -10522.9199 | -11365.0158 | -12345.6225 | -13375.8624 | -14351.1686 | -15171.1444 | -16201.7163 | -17362.3924
|  | DSP | 0 | 0 | 0 | 0.47273 | 0 | 0 | 0 | 0 | 1.8833 | 0 | 0 | 0.83904 | 1.7225 | 1.3487 | 1.5554 | 3.8356 | 1.8332 | 3.117 | 6.2967 | 1.403 | 0.72657
NEM generation by technology type
Select region | NEM
|  | As-generated generation (GWh) | 2021-22: 2021-22; 2022-23: 2031-32; 2023-24: 2041-42
|  | Black Coal | 2021-22: 94189.3344; 2022-23: 77910.7275; 2023-24: 38217.5573
|  | Brown Coal | 2021-22: 31568.7958; 2022-23: 22031.2246; 2023-24: 19982.8397
|  | CCGT | 2021-22: 3094.1643; 2022-23: 2493.3704; 2023-24: 10465.9756
|  | Peaking Gas+Liquids | 2021-22: 73.9519; 2022-23: 92.2216; 2023-24: 15882.4365
|  | Hydro | 2021-22: 16025.9842; 2022-23: 12782.9512; 2023-24: 12270.8504
|  | Dispatchable Storage | 2021-22: 720.9127; 2022-23: 3539.8255; 2023-24: 6749.7021
|  | Behind the Meter Storage | 2021-22: 1476.9144; 2022-23: 6723.567; 2023-24: 14762.5073
|  | Wind | 2021-22: 29257.4514; 2022-23: 45879.8296; 2023-24: 68562.0271
|  | Solar | 2021-22: 12774.5275; 2022-23: 22707.8861; 2023-24: 29729.9142
|  | Distributed PV | 2021-22: 19052.3207; 2022-23: 35022.7654; 2023-24: 51639.9968
Load (GWh)
|  | Dispatchable Storage Load | 2021-22: -882.7825; 2022-23: -4411.1142; 2023-24: -8551.9896
|  | Behind the Meter Storage Load | 2021-22: -1737.0549; 2022-23: -7907.7191; 2023-24: -17362.3924
|  | DSP | 2021-22: 0; 2022-23: 0; 2023-24: 0.72657
NEM storage capacity by year
Select region | NEM
|  | Capacity (MW) | 2021-22 | 2022-23 | 2023-24 | 2024-25 | 2025-26 | 2026-27 | 2027-28 | 2028-29 | 2029-30 | 2030-31 | 2031-32 | 2032-33 | 2033-34 | 2034-35 | 2035-36 | 2036-37 | 2037-38 | 2038-39 | 2039-40 | 2040-41 | 2041-42
|  | Shallow Storage | 2691.167 | 2999.7346 | 3848.2527 | 4896.0931 | 5819.105 | 6620.3696 | 7105.8555 | 8069.6572 | 9384.7507 | 10602.0975 | 11658.5795 | 12379.1561 | 13047.0786 | 13800.5701 | 14405.3348 | 14964.015 | 15684.2171 | 16214.7135 | 16638.8713 | 17176.3563 | 17702.0791
|  | Medium Storage | 810 | 830 | 830 | 830 | 830 | 830 | 830 | 830 | 830 | 830 | 830 | 830 | 830 | 830 | 1034.5378 | 1399.3856 | 1632.0662 | 1632.0662 | 1715.7401 | 1715.7401 | 1715.7401
|  | Deep Storage | 0 | 0 | 0 | 2040 | 2040 | 2040 | 2040 | 2040 | 2040 | 2040 | 2040 | 2040 | 2040 | 2040 | 2065.4256 | 2065.4256 | 2072.4213 | 2072.4213 | 2545.1895 | 2545.1895 | 2545.1895
|  | Behind the Meter Storage | 2401.167 | 3178.3669 | 3490.4883 | 3620.3118 | 3900.597 | 4286.1716 | 4770.3325 | 5627.2067 | 6797.5448 | 7986.0442 | 9092.3573 | 9985.0321 | 10927.4788 | 11986.3907 | 12926.2002 | 13870.6989 | 15018.7794 | 16037.1142 | 16996.1133 | 18121.498 | 19289.8112
NEM storage generation by year
Select region | NEM
|  | As-generated generation (GWh) | 2021-22 | 2022-23 | 2023-24 | 2024-25 | 2025-26 | 2026-27 | 2027-28 | 2028-29 | 2029-30 | 2030-31 | 2031-32 | 2032-33 | 2033-34 | 2034-35 | 2035-36 | 2036-37 | 2037-38 | 2038-39 | 2039-40 | 2040-41 | 2041-42
|  | Shallow Storage | 714.0327 | 765.0714 | 769.1988 | 1160.3392 | 1445.9206 | 1755.0561 | 2204.8336 | 2181.0961 | 3057.6973 | 2522.2463 | 2877.6392 | 3670.6991 | 3676.9527 | 3807.1211 | 4105.1226 | 4098.7264 | 4100.4679 | 3626.5959 | 3605.4193 | 3696.403 | 3528.0815
|  | Medium Storage | 6.88 | 49.9554 | 21.4242 | 62.1021 | 18.98 | 53.8623 | 154.3212 | 137.9886 | 248.291 | 245.4094 | 221.1004 | 357.9499 | 297.7705 | 281.4087 | 730.6691 | 1430.496 | 1745.5943 | 1335.5168 | 1556.1398 | 1472.8006 | 1387.0991
|  | Deep Storage | 0 | 0 | 0 | 124.1189 | 471.1571 | 537.0935 | 780.687 | 450.9026 | 414.663 | 431.5432 | 441.0859 | 1266.6815 | 1123.0511 | 998.4767 | 2424.9603 | 2361.818 | 1580.3499 | 1757.303 | 2150.0977 | 2110.5692 | 1834.5215
|  | Behind the Meter Storage | 1476.9144 | 1734.4357 | 1885.9898 | 2129.5164 | 2438.7158 | 2918.5638 | 3391.8615 | 3987.7678 | 4874.1185 | 5798.3635 | 6723.567 | 7496.4003 | 8185.4893 | 8946.6948 | 9664.3368 | 10498.975 | 11373.7157 | 12204.1085 | 12898.6532 | 13777.8922 | 14762.5073
NEM dispatchable capacity built by year vs cumulative coal retirements
Select region | NEM
|  | Capacity Built (MW) | 2021-22 | 2022-23 | 2023-24 | 2024-25 | 2025-26 | 2026-27 | 2027-28 | 2028-29 | 2029-30 | 2030-31 | 2031-32 | 2032-33 | 2033-34 | 2034-35 | 2035-36 | 2036-37 | 2037-38 | 2038-39 | 2039-40 | 2040-41 | 2041-42
|  | CCGT | 0 | 0 | 0 | 0 | 0 | 0 | 0 | 0 | 0 | 0 | 0 | 0 | 0 | 0 | 0 | 0 | 0 | 0 | 0 | 0 | 0
|  | Peaking Gas+Liquids | 0 | 0 | 0 | 0 | 0 | 0 | 0 | 0 | 107.3439 | 107.3439 | 107.3439 | 1647.6187 | 2003.6947 | 2544.1286 | 2728.6507 | 4200.5382 | 5399.3499 | 5831.8463 | 6942.4673 | 7012.4422 | 7519.6253
|  | Hydro | 0 | 0 | 0 | 0 | 0 | 0 | 0 | 0 | 0 | 0 | 0 | 0 | 0 | 0 | 0 | 0 | 0 | 0 | 0 | 0 | 0
|  | Shallow Storage | 1325.652 | 1634.2196 | 2482.7377 | 3530.5781 | 4453.59 | 5254.8546 | 5740.3405 | 6704.1422 | 8019.2357 | 9266.5825 | 10323.0645 | 11043.6411 | 11766.5636 | 12565.0551 | 13169.8198 | 13728.5 | 14448.7021 | 14979.1984 | 15403.3563 | 15940.8413 | 16466.5641
|  | Medium Storage | 0 | 20 | 20 | 20 | 20 | 20 | 20 | 20 | 20 | 20 | 20 | 20 | 20 | 20 | 224.5378 | 589.3856 | 822.0662 | 822.0662 | 905.7401 | 905.7401 | 905.7401
|  | Deep Storage | 0 | 0 | 0 | 2040 | 2040 | 2040 | 2040 | 2040 | 2040 | 2040 | 2040 | 2040 | 2040 | 2040 | 2065.4256 | 2065.4256 | 2072.4213 | 2072.4213 | 2545.1895 | 2545.1895 | 2545.1895
|  | DSP | -60.5153 | -18.6013 | 21.0437 | 62.3669 | 99.7107 | 141.2117 | 181.2106 | 226.8478 | 270.7193 | 314.3543 | 360.4223 | 402.7307 | 445.2893 | 493.6971 | 538.3017 | 588.4874 | 640.1664 | 689.3242 | 744.1184 | 797.0466 | 849.864
|  | New Interconnectors | 0 | 185 | 185 | 185 | 185 | 185 | 185 | 185 | 185 | 185 | 185 | 185 | 185 | 185 | 185 | 185 | 185 | 185 | 185 | 185 | 185
|  | Retired Coal | 0 | 475 | 1950 | 1950 | 1950 | 1950 | 1950 | 2650 | 4320 | 4670 | 5045 | 8300 | 8300 | 8300 | 12720 | 13420 | 14570 | 14570 | 14570 | 14570 | 14570
|  | Retired Dispatchable | 0 | 740 | 2420 | 2420 | 2420 | 2420 | 2420 | 3505 | 5175 | 5937.5 | 6312.5 | 9801.84 | 10318.84 | 10480.84 | 15830.84 | 16530.84 | 18296.24 | 18296.24 | 19379.64 | 19499.64 | 19499.64
Note: Capacity built in 2021-22 includes all capacity built since 2019-20
Emissions trajectory
|  | Emissions (Mt CO2-e) | Total | 2021-22 | 2022-23 | 2023-24 | 2024-25 | 2025-26 | 2026-27 | 2027-28 | 2028-29 | 2029-30 | 2030-31 | 2031-32 | 2032-33 | 2033-34 | 2034-35 | 2035-36 | 2036-37 | 2037-38 | 2038-39 | 2039-40 | 2040-41 | 2041-42
|  | High DER (Counterfactual) | 2008.6468 | 125.207 | 123.7258 | 122.2562 | 117.5771 | 115.1621 | 110.4289 | 114.0286 | 103.1394 | 99.4233 | 101.8901 | 96.9094 | 91.9685 | 93.2114 | 92.0884 | 70.2867 | 68.8301 | 73.004 | 70.2325 | 71.4267 | 74.6978 | 73.1527
NEM relative change in capacity by year
Select region | NEM
|  | Capacity (MW) | 2021-22 | 2022-23 | 2023-24 | 2024-25 | 2025-26 | 2026-27 | 2027-28 | 2028-29 | 2029-30 | 2030-31 | 2031-32 | 2032-33 | 2033-34 | 2034-35 | 2035-36 | 2036-37 | 2037-38 | 2038-39 | 2039-40 | 2040-41 | 2041-42
|  | Black Coal | 0 | -475 | -1950 | -1950 | -1950 | -1950 | -1950 | -2650 | -3970 | -3970 | -3970 | -6850 | -6850 | -6850 | -11270 | -11970 | -13120 | -13120 | -13120 | -13120 | -13120
|  | Brown Coal | 0 | 0 | 0 | 0 | 0 | 0 | 0 | 0 | -350 | -700 | -1075 | -1450 | -1450 | -1450 | -1450 | -1450 | -1450 | -1450 | -1450 | -1450 | -1450
|  | CCGT | 0 | -240 | -420 | -420 | -420 | -420 | -420 | -805 | -805 | -805 | -805 | -805 | -805 | -805 | -1605 | -1605 | -2134 | -2134 | -2777.4 | -2777.4 | -2777.4
|  | Peaking Gas+Liquids | 0 | 0 | 0 | 0 | 0 | 0 | 0 | 0 | 107.3439 | -275.1561 | -275.1561 | 1030.7787 | 924.8547 | 1348.2886 | 1402.8107 | 2874.6982 | 4073.5099 | 4506.0063 | 5176.6273 | 5126.6022 | 5633.7853
|  | Hydro | 0 | 0 | 0 | 0 | 0 | 0 | 0 | 0 | 0 | 0 | 0 | 0 | 0 | 0 | 0 | 0 | -86.4 | -86.4 | -86.4 | -86.4 | -86.4
|  | Dispatchable Storage | 607.967 | 936.5346 | 1785.0527 | 4872.8931 | 5795.905 | 6597.1696 | 7082.6555 | 8046.4572 | 9361.5507 | 10578.8975 | 11635.3795 | 12355.9561 | 13023.8786 | 13777.3701 | 14612.0982 | 15535.6262 | 16495.5046 | 17026.0009 | 18006.6009 | 18544.0859 | 19069.8087
|  | Behind the Meter Storage | 607.967 | 1385.1669 | 1697.2883 | 1827.1118 | 2107.397 | 2492.9716 | 2977.1325 | 3834.0067 | 5004.3448 | 6192.8442 | 7299.1573 | 8191.8321 | 9134.2788 | 10193.1907 | 11133.0002 | 12077.4989 | 13225.5794 | 14243.9142 | 15202.9133 | 16328.298 | 17496.6112
|  | Wind | 0 | 1087.2 | 1187.9729 | 1308.3614 | 1437.4657 | 2243.1296 | 2983.729 | 4289.2962 | 4723.0709 | 4698.7749 | 4698.7749 | 5488.7749 | 5210.0749 | 5210.0749 | 11589.9097 | 11800.8872 | 12017.4399 | 12017.4399 | 12181.3271 | 12510.7903 | 12462.4903
|  | Solar | 0 | 790 | 790 | 790 | 910 | 1200.8826 | 2037.4044 | 2859.1714 | 3921.1149 | 3921.1149 | 3921.1149 | 5136.1149 | 6004.2366 | 6004.2366 | 6469.9421 | 6469.9421 | 6981.1628 | 6981.1628 | 6981.1628 | 6981.1628 | 6981.1628
|  | Distributed PV | 1741.9728 | 2998.3601 | 4154.3411 | 5227.7199 | 6156.7817 | 7152.4486 | 8275.6305 | 9344.2906 | 10355.9781 | 11601.0345 | 12868.4611 | 14040.2192 | 15182.0585 | 16708.0742 | 18166.6277 | 19390.6931 | 20587.4318 | 21437.4059 | 22217.7982 | 23060.3515 | 23984.3745
|  | Dispatchable Capacity | 647.4517 | 302.9333 | -463.9036 | 2665.26 | 3625.6157 | 4468.3813 | 4993.8661 | 4918.305 | 4714.6139 | 5243.0957 | 5970.6457 | 4784.4655 | 5389.0226 | 6614.3558 | 2328.2106 | 4073.8118 | 4518.7809 | 5530.9314 | 6593.5465 | 7133.9347 | 8219.658
|  | DSP | 39.4847 | 81.3987 | 121.0437 | 162.3669 | 199.7107 | 241.2117 | 281.2106 | 326.8478 | 370.7193 | 414.3543 | 460.4223 | 502.7307 | 545.2893 | 593.6971 | 638.3017 | 688.4874 | 740.1664 | 789.3242 | 844.1184 | 897.0466 | 949.864
NEM relative change in generation by year
Select region | NEM
|  | As-generated generation (GWh) | 2021-22 | 2022-23 | 2023-24 | 2024-25 | 2025-26 | 2026-27 | 2027-28 | 2028-29 | 2029-30 | 2030-31 | 2031-32 | 2032-33 | 2033-34 | 2034-35 | 2035-36 | 2036-37 | 2037-38 | 2038-39 | 2039-40 | 2040-41 | 2041-42
|  | Black Coal | 0 | -3482.9548 | -3788.882 | -6873.3529 | -7079.3748 | -10478.3351 | -9565.8168 | -16703.6955 | -18774.9204 | -15792.0137 | -16278.6069 | -23336.6436 | -22138.062 | -22228.4833 | -47465.5692 | -50399.954 | -56629.5904 | -56221.8932 | -56070.5883 | -56034.3897 | -55971.7771
|  | Brown Coal | 0 | 1371.4926 | 1113.2906 | -286.19 | -1944.7826 | -3310.8736 | -1046.8257 | -4676.0335 | -5999.4359 | -5929.64 | -9537.5712 | -11355.1944 | -11070.2742 | -11601.2604 | -12026.8848 | -11500.2737 | -10290.4487 | -11122.864 | -10880.169 | -9868.3567 | -11585.9561
|  | CCGT | 0 | -33.5187 | -400.2822 | -407.0565 | -559.526 | -593.6802 | -570.8729 | -589.6118 | -634.5867 | -612.7364 | -600.7939 | 5675.0012 | 5543.1984 | 4734.6645 | 5049.2132 | 5789.9365 | 8723.7586 | 9020.0851 | 6973.2697 | 7106.9201 | 7371.8113
|  | Peaking Gas+Liquids | 0 | -21.4994 | 0.15586 | 22.2761 | 13.8872 | -26.1098 | -7.2121 | 8.3692 | 11.2035 | -5.3847 | 18.2696 | 1474.1854 | 1377.4273 | 1364.1843 | 4168.4638 | 4382.2745 | 13424.8705 | 10176.0966 | 12830.6181 | 15704.9607 | 15808.4845
|  | Hydro | 0 | -2753.9347 | -2964.7212 | -131.3329 | -2444.8929 | -1392.5253 | -6808.8492 | -550.1553 | -1477.3905 | -4308.8278 | -3243.0331 | -3635.7066 | -3881.8095 | -2486.7657 | -3843.0784 | -3160.7651 | -7147.9236 | -1347.674 | -1776.2537 | -4774.2274 | -3755.1338
|  | Dispatchable Storage | 0 | 94.1142 | 69.7104 | 625.6476 | 1215.1451 | 1625.0992 | 2418.9292 | 2049.0747 | 2999.7386 | 2478.2862 | 2818.9129 | 4574.4179 | 4376.8617 | 4366.0939 | 6539.8393 | 7170.1278 | 6705.4995 | 5998.503 | 6590.7441 | 6558.8602 | 6028.7895
|  | Behind the Meter Storage | 0 | 257.5213 | 409.0754 | 652.602 | 961.8014 | 1441.6494 | 1914.9471 | 2510.8534 | 3397.2041 | 4321.4491 | 5246.6526 | 6019.4859 | 6708.5749 | 7469.7804 | 8187.4224 | 9022.0606 | 9896.8013 | 10727.1942 | 11421.7388 | 12300.9778 | 13285.5929
|  | Wind | 0 | 1019.4206 | 1676.9983 | 2441.1546 | 4833.3876 | 7513.6799 | 8052.5845 | 12512.5203 | 14106.7266 | 13840.1045 | 16622.3782 | 15143.0535 | 14035.32 | 14938.0015 | 37012.4452 | 38499.1042 | 35374.006 | 37777.9558 | 37434.2787 | 37941.2775 | 39304.5758
|  | Solar | 0 | 2609.5231 | 2195.9284 | 2075.2642 | 2791.8609 | 3735.6925 | 5830.4569 | 5124.9958 | 8904.8292 | 9319.135 | 9933.3585 | 14089.7163 | 14955.5577 | 14775.0837 | 16734.5207 | 16815.7613 | 17857.6652 | 14142.1792 | 15744.0254 | 16245.4253 | 16955.3866
|  | Distributed PV | 0 | 2094.3008 | 3810.356 | 5345.1126 | 6780.7827 | 8137.497 | 9607.5507 | 11073.8898 | 12480.5992 | 14093.8415 | 15970.4448 | 17754.4112 | 19396.6402 | 21292.6602 | 23681.0824 | 25684.4925 | 27341.1555 | 28841.8153 | 30147.7615 | 31321.3771 | 32587.6761
|  | DSP | 0 | 0 | 0 | 0.47273 | 0 | 0 | 0 | 0 | 1.8833 | 0 | 0 | 0.83904 | 1.7225 | 1.3487 | 1.5554 | 3.8356 | 1.8332 | 3.117 | 6.2967 | 1.403 | 0.72657

## Summary_2
Case 2 Summary - High DER (DP6)
Notes
1. The discount rate used for calculation is 5.9%
NEM discounted total system costs by year
Select region | NEM
|  | Real June 2019 dollars ($m) | NPV | Early works (NPV) | 2021-22 | 2022-23 | 2023-24 | 2024-25 | 2025-26 | 2026-27 | 2027-28 | 2028-29 | 2029-30 | 2030-31 | 2031-32 | 2032-33 | 2033-34 | 2034-35 | 2035-36 | 2036-37 | 2037-38 | 2038-39 | 2039-40 | 2040-41 | 2041-42
|  | Capex | 11128.3464 |  | 0 | 236.864 | 251.1698 | 268.1679 | 295.8505 | 430.7594 | 596.6877 | 831.4296 | 969.32 | 980.2622 | 1007.1975 | 1167.5861 | 1204.982 | 1217.2854 | 2114.0508 | 2223.1517 | 2970.4334 | 2970.4334 | 3057.1873 | 3283.8716 | 3283.8716
|  | FOM | 34667.3945 |  | 3663.363 | 3462.9363 | 2836.6929 | 4529.9184 | 3410.9812 | 3527.2098 | 3806.6356 | 2974.1241 | 2878.8604 | 3464.6968 | 3586.4981 | 3171.49 | 2605.3485 | 2606.902 | 2585.0209 | 2999.2501 | 3511.7672 | 2637.9871 | 2614.8068 | 3282.7891 | 2635.9689
|  | Fuel | 21240.7679 |  | 2379.3924 | 2334.2479 | 2412.2001 | 2224.5706 | 2187.6721 | 2116.3743 | 2317.2103 | 2123.3203 | 2042.7655 | 2183.4585 | 2068.9428 | 2043.5832 | 2100.8596 | 2047.6332 | 1373.8718 | 1288.4347 | 1452.7263 | 1119.1402 | 1135.3903 | 1336.8177 | 1042.8275
|  | VOM | 7231.76 |  | 753.8594 | 729.956 | 724.3912 | 732.0828 | 713.2448 | 709.6283 | 685.7784 | 696.6904 | 683.0368 | 671.1687 | 676.4568 | 655.1278 | 655.4433 | 663.4196 | 616.4913 | 615.1889 | 594.7127 | 622.5381 | 615.7248 | 606.9409 | 601.5142
|  | REZ | 456.6976 |  | 0 | 0.41947 | 0.41948 | 0.41947 | 0.41947 | 0.53302 | 2.059 | 5.0913 | 7.1643 | 8.7607 | 2.1699 | 3.8405 | 3.8405 | 4.5181 | 58.3516 | 58.3516 | 229.6989 | 229.6989 | 242.8869 | 309.8143 | 309.8143
|  | DSP+USE | 75.3697 |  | 0 | 0 | 0 | 0.45526 | 0 | 0 | 0 | 0 | 0 | 0 | 0 | 0 | 0 | 0 | 39.4913 | 0 | 18.3985 | 112.5341 | 0 | 61.2208 | 3.1779
|  | Rehab | 1338.4318 |  | 0 | 112.9713 | 267.5958 | 0 | 0 | 0 | 0 | 164.6313 | 272.4474 | 74.8811 | 60.9558 | 539.8092 | 24.165 | 5.3489 | 834.3669 | 117.0747 | 274.0488 | 9.9341 | 110.7547 | 12.9978 | 0.5275
|  | Interconnectors | 4184.3667 | 0 | 0 | 23.7998 | 23.7998 | 153.2951 | 305.672 | 305.672 | 305.672 | 305.672 | 305.672 | 305.672 | 439.5459 | 593.0112 | 593.0112 | 593.0112 | 896.6766 | 896.6766 | 896.6766 | 896.6766 | 896.6766 | 896.6766 | 896.6766
|  | NPV and annual costs | 80323.1347 | 0 | 6796.6148 | 6901.1948 | 6516.269 | 7908.9095 | 6913.84 | 7090.1767 | 7714.043 | 7100.9589 | 7159.2663 | 7688.8998 | 7841.7669 | 8174.4481 | 7187.6501 | 7138.1184 | 8518.3212 | 8198.1282 | 9948.4623 | 8598.9425 | 8673.4274 | 9791.1288 | 8774.3786
*Net present value as at 1 July 2019
Note 1 : DSP may include unserved energy below the current reliability standard
Note 2: Early works (NPV) represents the net present value of the cost of early works on interconnectors, as detailed in the 2020 ISP report
NEM capacity by year
Select region | NEM
|  | Capacity (MW) | 2021-22 | 2022-23 | 2023-24 | 2024-25 | 2025-26 | 2026-27 | 2027-28 | 2028-29 | 2029-30 | 2030-31 | 2031-32 | 2032-33 | 2033-34 | 2034-35 | 2035-36 | 2036-37 | 2037-38 | 2038-39 | 2039-40 | 2040-41 | 2041-42
|  | Black Coal | 18336 | 17861 | 16386 | 16386 | 16386 | 16386 | 16386 | 15686 | 14366 | 14366 | 14366 | 11486 | 11486 | 11486 | 7066 | 6366 | 5216 | 5216 | 5216 | 5216 | 5216
|  | Brown Coal | 4820 | 4820 | 4820 | 4820 | 4820 | 4820 | 4820 | 4820 | 4470 | 4120 | 3745 | 3370 | 3370 | 3370 | 3370 | 3370 | 3370 | 3370 | 3370 | 3370 | 3370
|  | CCGT | 4285.9 | 4045.9 | 3865.9 | 3865.9 | 3865.9 | 3865.9 | 3865.9 | 3480.9 | 3480.9 | 3480.9 | 3480.9 | 3480.9 | 3480.9 | 3480.9 | 2680.9 | 2680.9 | 2151.9 | 2151.9 | 1508.5 | 1508.5 | 1508.5
|  | Peaking Gas+Liquids | 6812.873 | 6812.873 | 6812.873 | 6812.873 | 6812.873 | 6812.873 | 6812.873 | 6812.873 | 6812.873 | 6430.373 | 6430.373 | 6196.033 | 5734.033 | 5617.033 | 5487.033 | 5487.033 | 5487.033 | 5487.033 | 5047.033 | 4927.033 | 4927.033
|  | Hydro | 6906.5 | 6906.5 | 6906.5 | 6906.5 | 6906.5 | 6906.5 | 6906.5 | 6906.5 | 6906.5 | 6906.5 | 7296.5 | 7296.5 | 7296.5 | 7296.5 | 7296.5 | 7296.5 | 7210.1 | 7210.1 | 7210.1 | 7210.1 | 7210.1
|  | Dispatchable Storage | 3501.167 | 3829.7346 | 4678.2527 | 7766.0931 | 8689.105 | 9490.3696 | 9975.8555 | 10939.6572 | 12254.7507 | 13472.0975 | 14528.5795 | 15249.1561 | 15917.0786 | 16670.5701 | 17460.4774 | 18019.1575 | 19107.1021 | 19637.5984 | 20061.7562 | 20634.5959 | 21160.3187
|  | Behind the Meter Storage | 2401.167 | 3178.3669 | 3490.4883 | 3620.3118 | 3900.597 | 4286.1716 | 4770.3325 | 5627.2067 | 6797.5448 | 7986.0442 | 9092.3573 | 9985.0321 | 10927.4788 | 11986.3907 | 12926.2002 | 13870.6989 | 15018.7794 | 16037.1142 | 16996.1133 | 18121.498 | 19289.8112
|  | Wind | 9005.458 | 10092.658 | 10193.4309 | 10313.8194 | 10442.9237 | 11336.9294 | 11976.4556 | 13196.2218 | 13571.6744 | 13607.4589 | 13809.8006 | 13916.877 | 13826.862 | 13922.8954 | 18348.4391 | 18575.6759 | 22643.2717 | 22034.2717 | 22156.3262 | 22134.1875 | 22085.8875
|  | Solar | 5151.711 | 5941.711 | 5941.711 | 5941.711 | 6061.711 | 6181.711 | 7192.6193 | 8145.2051 | 9192.3613 | 9192.3613 | 9192.3613 | 11350.4746 | 11533.7265 | 11533.7265 | 15438.0149 | 16094.0977 | 17418.1185 | 17267.8185 | 17392.8943 | 19616.6472 | 19616.6472
|  | Distributed PV | 14260.3503 | 15516.7376 | 16672.7185 | 17746.0973 | 18675.1592 | 19670.8261 | 20794.008 | 21862.6681 | 22874.3556 | 24119.412 | 25386.8386 | 26558.5966 | 27700.4359 | 29226.4517 | 30685.0051 | 31909.0706 | 33105.8092 | 33955.7834 | 34736.1756 | 35578.729 | 36502.752
|  | Dispatchable Capacity | 45144.4347 | 44799.9163 | 44033.0794 | 47162.243 | 48122.5987 | 48965.3643 | 49490.8491 | 49415.288 | 49104.2529 | 49632.7348 | 50750.2848 | 48023.8298 | 48272.3109 | 48957.2102 | 44441.7221 | 44350.5879 | 43724.8115 | 44304.4656 | 43700.0176 | 44205.7855 | 44784.3257
|  | DSP | 481.9947 | 523.9087 | 563.5537 | 604.8769 | 642.2207 | 683.7217 | 723.7206 | 769.3578 | 813.2293 | 856.8643 | 902.9323 | 945.2407 | 987.7993 | 1036.2071 | 1080.8117 | 1130.9974 | 1182.6764 | 1231.8342 | 1286.6284 | 1339.5566 | 1392.374
NEM generation by year
Select region | NEM
|  | As-generated generation (GWh) | 2021-22 | 2022-23 | 2023-24 | 2024-25 | 2025-26 | 2026-27 | 2027-28 | 2028-29 | 2029-30 | 2030-31 | 2031-32 | 2032-33 | 2033-34 | 2034-35 | 2035-36 | 2036-37 | 2037-38 | 2038-39 | 2039-40 | 2040-41 | 2041-42
|  | Black Coal | 94189.3344 | 90312.9117 | 89923.5712 | 85445.6924 | 84012.9614 | 80056.3074 | 82246.3057 | 73209.5523 | 72217.5393 | 76225.1001 | 72475.7729 | 73887.2685 | 75727.6039 | 73130.6968 | 46752.0539 | 42693.3539 | 34030.1275 | 34772.3227 | 35560.7201 | 34132.9891 | 33342.6798
|  | Brown Coal | 31568.7004 | 33310.4619 | 33108.3692 | 33604.6983 | 33446.3789 | 31320.2544 | 33076.0569 | 30590.8468 | 28183.8612 | 27581.6947 | 24041.2266 | 22612.429 | 22842.5337 | 22138.1855 | 23133.1766 | 22889.6438 | 22410.3966 | 23088.766 | 23088.707 | 22598.0372 | 22498.1428
|  | CCGT | 3094.1643 | 3060.6335 | 2693.871 | 1924.1754 | 1927.2764 | 1922.5345 | 1929.1057 | 1873.9231 | 1873.8425 | 1874.0474 | 1880.658 | 1871.4794 | 1871.4794 | 1871.4794 | 2121.5074 | 1975.4142 | 5243.4021 | 1921.6901 | 2224.8836 | 4141.7117 | 1806.5503
|  | Peaking Gas+Liquids | 73.9519 | 51.9392 | 71.7372 | 30.6262 | 10.0685 | 1.0881 | 1.3618 | 7.152 | 5.6393 | 2.9289 | 5.4792 | 1.746 | 5.502 | 23.0537 | 55.2855 | 114.6134 | 948.1129 | 264.1677 | 149.57 | 833.9762 | 102.0982
|  | Hydro | 16025.9842 | 13289.2176 | 13105.655 | 16205.142 | 13849.0713 | 15464.8873 | 9357.1837 | 16154.1081 | 15272.3145 | 11858.3028 | 15451.134 | 13217.1966 | 12762.0294 | 15267.5537 | 14436.9896 | 16526.0915 | 9792.3912 | 17372.7414 | 15780.7702 | 12545.4347 | 15580.4673
|  | Dispatchable Storage | 720.0974 | 824.9319 | 806.1199 | 1401.7536 | 2739.0496 | 2704.5634 | 3841.6225 | 3145.6654 | 4228.7944 | 3735.7717 | 4053.1806 | 6697.5218 | 6402.8915 | 5704.0233 | 8485.7525 | 8584.3393 | 10078.0263 | 9517.2682 | 8934.8822 | 10029.9582 | 10217.8475
|  | Behind the Meter Storage | 1476.9144 | 1734.4357 | 1885.9898 | 2129.5164 | 2438.7158 | 2918.5638 | 3391.8615 | 3987.7678 | 4874.1185 | 5798.3635 | 6723.567 | 7496.4003 | 8185.4893 | 8946.6948 | 9664.3368 | 10498.975 | 11373.7157 | 12204.1085 | 12898.6532 | 13777.8922 | 14762.5073
|  | Wind | 29257.4514 | 30353.5782 | 31007.2326 | 32083.6173 | 34567.5333 | 37976.5547 | 38179.3665 | 42573.1811 | 44045.5859 | 44001.1208 | 47580.0101 | 44523.912 | 43941.5338 | 45299.2291 | 61946.1031 | 63048.4218 | 73519.5826 | 75139.9043 | 75047.3446 | 73740.7955 | 75118.5867
|  | Solar | 12774.5275 | 15384.0507 | 14970.4559 | 14849.7918 | 15587.1496 | 16088.9151 | 18757.1928 | 18365.8601 | 22101.8845 | 22443.7956 | 23139.8304 | 29876.1228 | 29541.0074 | 29259.1445 | 40640.0717 | 42485.3439 | 45556.623 | 39846.4325 | 42244.2249 | 48823.8415 | 50435.082
|  | Distributed PV | 19052.3207 | 21146.6215 | 22862.6767 | 24397.4333 | 25833.1034 | 27189.8177 | 28659.8713 | 30126.2104 | 31532.9199 | 33146.1622 | 35022.7654 | 36806.7318 | 38448.9608 | 40344.9809 | 42733.4031 | 44736.8132 | 46393.4762 | 47894.136 | 49200.0822 | 50373.6978 | 51639.9968
Load (GWh)
|  | Dispatchable Storage Load | -881.8149 | -1191.8518 | -1089.0071 | -1966.208 | -3586.4571 | -3563.7555 | -5136.2756 | -4080.2419 | -5519.7093 | -4762.8492 | -5199.3287 | -8874.0142 | -8268.4857 | -7309.8111 | -12026.181 | -12113.6012 | -14275.414 | -13096.4267 | -12386.1558 | -14127.7957 | -14230.6725
|  | Behind the Meter Storage Load | -1737.0549 | -2039.9283 | -2217.7303 | -2504.7568 | -2868.0305 | -3432.2071 | -3989.2477 | -4689.6255 | -5732.8237 | -6818.8305 | -7907.7191 | -8816.1597 | -9624.406 | -10522.9199 | -11365.0158 | -12345.6225 | -13375.8624 | -14351.1686 | -15171.1444 | -16201.7163 | -17362.3924
|  | DSP | 0 | 0 | 0 | 0.47273 | 0 | 0 | 0 | 0 | 1.8833 | 0 | 0 | 0.83904 | 1.7225 | 1.3487 | 1.5554 | 3.8356 | 1.8332 | 3.117 | 6.2967 | 1.403 | 0.72657
NEM generation by technology type
Select region | NEM
|  | As-generated generation (GWh) | 2021-22: 2021-22; 2022-23: 2031-32; 2023-24: 2041-42
|  | Black Coal | 2021-22: 94189.3344; 2022-23: 72475.7729; 2023-24: 33342.6798
|  | Brown Coal | 2021-22: 31568.7004; 2022-23: 24041.2266; 2023-24: 22498.1428
|  | CCGT | 2021-22: 3094.1643; 2022-23: 1880.658; 2023-24: 1806.5503
|  | Peaking Gas+Liquids | 2021-22: 73.9519; 2022-23: 5.4792; 2023-24: 102.0982
|  | Hydro | 2021-22: 16025.9842; 2022-23: 15451.134; 2023-24: 15580.4673
|  | Dispatchable Storage | 2021-22: 720.0974; 2022-23: 4053.1806; 2023-24: 10217.8475
|  | Behind the Meter Storage | 2021-22: 1476.9144; 2022-23: 6723.567; 2023-24: 14762.5073
|  | Wind | 2021-22: 29257.4514; 2022-23: 47580.0101; 2023-24: 75118.5867
|  | Solar | 2021-22: 12774.5275; 2022-23: 23139.8304; 2023-24: 50435.082
|  | Distributed PV | 2021-22: 19052.3207; 2022-23: 35022.7654; 2023-24: 51639.9968
Load (GWh)
|  | Dispatchable Storage Load | 2021-22: -881.8149; 2022-23: -5199.3287; 2023-24: -14230.6725
|  | Behind the Meter Storage Load | 2021-22: -1737.0549; 2022-23: -7907.7191; 2023-24: -17362.3924
|  | DSP | 2021-22: 0; 2022-23: 0; 2023-24: 0.72657
NEM storage capacity by year
Select region | NEM
|  | Capacity (MW) | 2021-22 | 2022-23 | 2023-24 | 2024-25 | 2025-26 | 2026-27 | 2027-28 | 2028-29 | 2029-30 | 2030-31 | 2031-32 | 2032-33 | 2033-34 | 2034-35 | 2035-36 | 2036-37 | 2037-38 | 2038-39 | 2039-40 | 2040-41 | 2041-42
|  | Shallow Storage | 2691.167 | 2999.7346 | 3848.2527 | 4896.0931 | 5819.105 | 6620.3696 | 7105.8555 | 8069.6572 | 9384.7507 | 10602.0975 | 11658.5795 | 12379.1561 | 13047.0786 | 13800.5701 | 14405.3348 | 14964.015 | 15684.2171 | 16214.7135 | 16638.8713 | 17176.3563 | 17702.0791
|  | Medium Storage | 810 | 830 | 830 | 830 | 830 | 830 | 830 | 830 | 830 | 830 | 830 | 830 | 830 | 830 | 1015.1425 | 1015.1425 | 1237.7878 | 1237.7878 | 1237.7878 | 1273.1424 | 1273.1424
|  | Deep Storage | 0 | 0 | 0 | 2040 | 2040 | 2040 | 2040 | 2040 | 2040 | 2040 | 2040 | 2040 | 2040 | 2040 | 2040 | 2040 | 2185.0971 | 2185.0971 | 2185.0971 | 2185.0971 | 2185.0971
|  | Behind the Meter Storage | 2401.167 | 3178.3669 | 3490.4883 | 3620.3118 | 3900.597 | 4286.1716 | 4770.3325 | 5627.2067 | 6797.5448 | 7986.0442 | 9092.3573 | 9985.0321 | 10927.4788 | 11986.3907 | 12926.2002 | 13870.6989 | 15018.7794 | 16037.1142 | 16996.1133 | 18121.498 | 19289.8112
NEM storage generation by year
Select region | NEM
|  | As-generated generation (GWh) | 2021-22 | 2022-23 | 2023-24 | 2024-25 | 2025-26 | 2026-27 | 2027-28 | 2028-29 | 2029-30 | 2030-31 | 2031-32 | 2032-33 | 2033-34 | 2034-35 | 2035-36 | 2036-37 | 2037-38 | 2038-39 | 2039-40 | 2040-41 | 2041-42
|  | Shallow Storage | 713.2174 | 769.9179 | 780.0277 | 1170.4288 | 1503.2789 | 1649.8663 | 2221.3066 | 2249.5949 | 3294.9266 | 2825.7785 | 3148.2559 | 3872.8673 | 3801.9518 | 3999.5919 | 4464.6498 | 4667.8024 | 4786.521 | 4533.8045 | 4471.0559 | 4743.9369 | 4862.9277
|  | Medium Storage | 6.88 | 55.0139 | 26.0923 | 93.4058 | 47.8564 | 79.966 | 193.063 | 163.4079 | 285.7389 | 277.1123 | 271.5744 | 339.169 | 222.7906 | 216.2016 | 1135.2643 | 1097.7419 | 1820.5304 | 1490.0608 | 1482.8584 | 1788.4243 | 1760.7407
|  | Deep Storage | 0 | 0 | 0 | 137.919 | 1187.9143 | 974.7311 | 1427.253 | 732.6626 | 648.1289 | 632.8809 | 633.3504 | 2485.4855 | 2378.149 | 1488.2297 | 2885.8384 | 2818.795 | 3470.9749 | 3493.403 | 2980.9679 | 3497.597 | 3594.1791
|  | Behind the Meter Storage | 1476.9144 | 1734.4357 | 1885.9898 | 2129.5164 | 2438.7158 | 2918.5638 | 3391.8615 | 3987.7678 | 4874.1185 | 5798.3635 | 6723.567 | 7496.4003 | 8185.4893 | 8946.6948 | 9664.3368 | 10498.975 | 11373.7157 | 12204.1085 | 12898.6532 | 13777.8922 | 14762.5073
NEM dispatchable capacity built by year vs cumulative coal retirements
Select region | NEM
|  | Capacity Built (MW) | 2021-22 | 2022-23 | 2023-24 | 2024-25 | 2025-26 | 2026-27 | 2027-28 | 2028-29 | 2029-30 | 2030-31 | 2031-32 | 2032-33 | 2033-34 | 2034-35 | 2035-36 | 2036-37 | 2037-38 | 2038-39 | 2039-40 | 2040-41 | 2041-42
|  | CCGT | 0 | 0 | 0 | 0 | 0 | 0 | 0 | 0 | 0 | 0 | 0 | 0 | 0 | 0 | 0 | 0 | 0 | 0 | 0 | 0 | 0
|  | Peaking Gas+Liquids | 0 | 0 | 0 | 0 | 0 | 0 | 0 | 0 | 0 | 0 | 0 | 0 | 0 | 0 | 0 | 0 | 0 | 0 | 0 | 0 | 0
|  | Hydro | 0 | 0 | 0 | 0 | 0 | 0 | 0 | 0 | 0 | 0 | 390 | 390 | 390 | 390 | 390 | 390 | 390 | 390 | 390 | 390 | 390
|  | Shallow Storage | 1325.652 | 1634.2196 | 2482.7377 | 3530.5781 | 4453.59 | 5254.8546 | 5740.3405 | 6704.1422 | 8019.2357 | 9266.5825 | 10323.0645 | 11043.6411 | 11766.5636 | 12565.0551 | 13169.8198 | 13728.5 | 14448.7021 | 14979.1984 | 15403.3563 | 15940.8413 | 16466.5641
|  | Medium Storage | 0 | 20 | 20 | 20 | 20 | 20 | 20 | 20 | 20 | 20 | 20 | 20 | 20 | 20 | 205.1425 | 205.1425 | 427.7878 | 427.7878 | 427.7878 | 463.1424 | 463.1424
|  | Deep Storage | 0 | 0 | 0 | 2040 | 2040 | 2040 | 2040 | 2040 | 2040 | 2040 | 2040 | 2040 | 2040 | 2040 | 2040 | 2040 | 2185.0971 | 2185.0971 | 2185.0971 | 2185.0971 | 2185.0971
|  | DSP | -60.5153 | -18.6013 | 21.0437 | 62.3669 | 99.7107 | 141.2117 | 181.2106 | 226.8478 | 270.7193 | 314.3543 | 360.4223 | 402.7307 | 445.2893 | 493.6971 | 538.3017 | 588.4874 | 640.1664 | 689.3242 | 744.1184 | 797.0466 | 849.864
|  | New Interconnectors | 0 | 270 | 270 | 1170 | 1170 | 1170 | 1170 | 1170 | 1170 | 1170 | 1920 | 2742.5 | 2742.5 | 2742.5 | 6812.5 | 6812.5 | 6812.5 | 6812.5 | 6812.5 | 6812.5 | 6812.5
|  | Retired Coal | 0 | 475 | 1950 | 1950 | 1950 | 1950 | 1950 | 2650 | 4320 | 4670 | 5045 | 8300 | 8300 | 8300 | 12720 | 13420 | 14570 | 14570 | 14570 | 14570 | 14570
|  | Retired Dispatchable | 0 | 740 | 2420 | 2420 | 2420 | 2420 | 2420 | 3505 | 5175 | 5937.5 | 6312.5 | 9801.84 | 10318.84 | 10480.84 | 15830.84 | 16530.84 | 18296.24 | 18296.24 | 19379.64 | 19499.64 | 19499.64
Note: Capacity built in 2021-22 includes all capacity built since 2019-20
Emissions trajectory
|  | Emissions (Mt CO2-e) | Total | 2021-22 | 2022-23 | 2023-24 | 2024-25 | 2025-26 | 2026-27 | 2027-28 | 2028-29 | 2029-30 | 2030-31 | 2031-32 | 2032-33 | 2033-34 | 2034-35 | 2035-36 | 2036-37 | 2037-38 | 2038-39 | 2039-40 | 2040-41 | 2041-42
|  | High DER (DP6) | 1933.3537 | 125.2071 | 123.8068 | 122.3369 | 118.2132 | 116.5504 | 110.3541 | 114.5388 | 103.3088 | 99.1967 | 101.7957 | 93.8644 | 93.1587 | 95.0745 | 91.874 | 68.5958 | 64.7671 | 58.8052 | 58.2457 | 59.0144 | 58.5056 | 56.1397
NEM relative change in capacity by year
Select region | NEM
|  | Capacity (MW) | 2021-22 | 2022-23 | 2023-24 | 2024-25 | 2025-26 | 2026-27 | 2027-28 | 2028-29 | 2029-30 | 2030-31 | 2031-32 | 2032-33 | 2033-34 | 2034-35 | 2035-36 | 2036-37 | 2037-38 | 2038-39 | 2039-40 | 2040-41 | 2041-42
|  | Black Coal | 0 | -475 | -1950 | -1950 | -1950 | -1950 | -1950 | -2650 | -3970 | -3970 | -3970 | -6850 | -6850 | -6850 | -11270 | -11970 | -13120 | -13120 | -13120 | -13120 | -13120
|  | Brown Coal | 0 | 0 | 0 | 0 | 0 | 0 | 0 | 0 | -350 | -700 | -1075 | -1450 | -1450 | -1450 | -1450 | -1450 | -1450 | -1450 | -1450 | -1450 | -1450
|  | CCGT | 0 | -240 | -420 | -420 | -420 | -420 | -420 | -805 | -805 | -805 | -805 | -805 | -805 | -805 | -1605 | -1605 | -2134 | -2134 | -2777.4 | -2777.4 | -2777.4
|  | Peaking Gas+Liquids | 0 | 0 | 0 | 0 | 0 | 0 | 0 | 0 | 0 | -382.5 | -382.5 | -616.84 | -1078.84 | -1195.84 | -1325.84 | -1325.84 | -1325.84 | -1325.84 | -1765.84 | -1885.84 | -1885.84
|  | Hydro | 0 | 0 | 0 | 0 | 0 | 0 | 0 | 0 | 0 | 0 | 390 | 390 | 390 | 390 | 390 | 390 | 303.6 | 303.6 | 303.6 | 303.6 | 303.6
|  | Dispatchable Storage | 607.967 | 936.5346 | 1785.0527 | 4872.8931 | 5795.905 | 6597.1696 | 7082.6555 | 8046.4572 | 9361.5507 | 10578.8975 | 11635.3795 | 12355.9561 | 13023.8786 | 13777.3701 | 14567.2774 | 15125.9575 | 16213.9021 | 16744.3984 | 17168.5562 | 17741.3959 | 18267.1187
|  | Behind the Meter Storage | 607.967 | 1385.1669 | 1697.2883 | 1827.1118 | 2107.397 | 2492.9716 | 2977.1325 | 3834.0067 | 5004.3448 | 6192.8442 | 7299.1573 | 8191.8321 | 9134.2788 | 10193.1907 | 11133.0002 | 12077.4989 | 13225.5794 | 14243.9142 | 15202.9133 | 16328.298 | 17496.6112
|  | Wind | 0 | 1087.2 | 1187.9729 | 1308.3614 | 1437.4657 | 2331.4714 | 2970.9976 | 4190.7638 | 4566.2164 | 4602.0009 | 4804.3426 | 4911.419 | 4821.404 | 4917.4374 | 9342.9811 | 9570.2179 | 13637.8137 | 13028.8137 | 13150.8682 | 13128.7295 | 13080.4295
|  | Solar | 0 | 790 | 790 | 790 | 910 | 1030 | 2040.9083 | 2993.4941 | 4040.6503 | 4040.6503 | 4040.6503 | 6198.7636 | 6382.0155 | 6382.0155 | 10286.3039 | 10942.3867 | 12266.4075 | 12116.1075 | 12241.1833 | 14464.9362 | 14464.9362
|  | Distributed PV | 1741.9728 | 2998.3601 | 4154.3411 | 5227.7199 | 6156.7817 | 7152.4486 | 8275.6305 | 9344.2906 | 10355.9781 | 11601.0345 | 12868.4611 | 14040.2192 | 15182.0585 | 16708.0742 | 18166.6277 | 19390.6931 | 20587.4318 | 21437.4059 | 22217.7982 | 23060.3515 | 23984.3745
|  | Dispatchable Capacity | 647.4517 | 302.9333 | -463.9036 | 2665.26 | 3625.6157 | 4468.3813 | 4993.8661 | 4918.305 | 4607.2699 | 5135.7518 | 6253.3018 | 3526.8468 | 3775.3279 | 4460.2272 | -55.2609 | -146.395 | -772.1715 | -192.5174 | -796.9654 | -291.1975 | 287.3427
|  | DSP | 39.4847 | 81.3987 | 121.0437 | 162.3669 | 199.7107 | 241.2117 | 281.2106 | 326.8478 | 370.7193 | 414.3543 | 460.4223 | 502.7307 | 545.2893 | 593.6971 | 638.3017 | 688.4874 | 740.1664 | 789.3242 | 844.1184 | 897.0466 | 949.864
NEM relative change in generation by year
Select region | NEM
|  | As-generated generation (GWh) | 2021-22 | 2022-23 | 2023-24 | 2024-25 | 2025-26 | 2026-27 | 2027-28 | 2028-29 | 2029-30 | 2030-31 | 2031-32 | 2032-33 | 2033-34 | 2034-35 | 2035-36 | 2036-37 | 2037-38 | 2038-39 | 2039-40 | 2040-41 | 2041-42
|  | Black Coal | 0 | -3876.4227 | -4265.7632 | -8743.642 | -10176.373 | -14133.027 | -11943.0287 | -20979.7821 | -21971.7951 | -17964.2343 | -21713.5615 | -20302.0659 | -18461.7305 | -21058.6376 | -47437.2805 | -51495.9805 | -60159.2069 | -59417.0117 | -58628.6143 | -60056.3453 | -60846.6546
|  | Brown Coal | 0 | 1741.7615 | 1539.6687 | 2035.9978 | 1877.6785 | -248.4461 | 1507.3565 | -977.8537 | -3384.8392 | -3987.0057 | -7527.4738 | -8956.2715 | -8726.1667 | -9430.515 | -8435.5238 | -8679.0567 | -9158.3038 | -8479.9344 | -8479.9934 | -8970.6632 | -9070.5577
|  | CCGT | 0 | -33.5308 | -400.2932 | -1169.9889 | -1166.8878 | -1171.6298 | -1165.0586 | -1220.2412 | -1220.3217 | -1220.1169 | -1213.5063 | -1222.6849 | -1222.6849 | -1222.6849 | -972.6569 | -1118.75 | 2149.2378 | -1172.4741 | -869.2806 | 1047.5474 | -1287.614
|  | Peaking Gas+Liquids | 0 | -22.0128 | -2.2147 | -43.3257 | -63.8834 | -72.8639 | -72.5901 | -66.7999 | -68.3126 | -71.023 | -68.4728 | -72.206 | -68.4499 | -50.8983 | -18.6664 | 40.6614 | 874.161 | 190.2157 | 75.618 | 760.0242 | 28.1463
|  | Hydro | 0 | -2736.7666 | -2920.3292 | 179.1578 | -2176.9129 | -561.0969 | -6668.8005 | 128.1239 | -753.6698 | -4167.6814 | -574.8502 | -2808.7876 | -3263.9549 | -758.4305 | -1588.9946 | 500.1073 | -6233.5931 | 1346.7572 | -245.2141 | -3480.5495 | -445.5169
|  | Dispatchable Storage | 0 | 104.8345 | 86.0226 | 681.6562 | 2018.9522 | 1984.4661 | 3121.5251 | 2425.568 | 3508.6971 | 3015.6744 | 3333.0832 | 5977.4244 | 5682.7941 | 4983.9259 | 7765.6552 | 7864.2419 | 9357.9289 | 8797.1709 | 8214.7849 | 9309.8608 | 9497.7501
|  | Behind the Meter Storage | 0 | 257.5213 | 409.0754 | 652.602 | 961.8014 | 1441.6494 | 1914.9471 | 2510.8534 | 3397.2041 | 4321.4491 | 5246.6526 | 6019.4859 | 6708.5749 | 7469.7804 | 8187.4224 | 9022.0606 | 9896.8013 | 10727.1942 | 11421.7388 | 12300.9778 | 13285.5929
|  | Wind | 0 | 1096.1268 | 1749.7812 | 2826.1659 | 5310.0819 | 8719.1034 | 8921.9151 | 13315.7297 | 14788.1346 | 14743.6694 | 18322.5587 | 15266.4606 | 14684.0824 | 16041.7778 | 32688.6517 | 33790.9704 | 44262.1312 | 45882.4529 | 45789.8933 | 44483.3442 | 45861.1353
|  | Solar | 0 | 2609.5231 | 2195.9284 | 2075.2642 | 2812.6221 | 3314.3876 | 5982.6652 | 5591.3325 | 9327.357 | 9669.268 | 10365.3029 | 17101.5952 | 16766.4798 | 16484.6169 | 27865.5442 | 29710.8163 | 32782.0955 | 27071.9049 | 29469.6974 | 36049.314 | 37660.5545
|  | Distributed PV | 0 | 2094.3008 | 3810.356 | 5345.1126 | 6780.7827 | 8137.497 | 9607.5507 | 11073.8898 | 12480.5992 | 14093.8415 | 15970.4448 | 17754.4112 | 19396.6402 | 21292.6602 | 23681.0824 | 25684.4925 | 27341.1555 | 28841.8153 | 30147.7615 | 31321.3771 | 32587.6761
|  | DSP | 0 | 0 | 0 | 0.47273 | 0 | 0 | 0 | 0 | 1.8833 | 0 | 0 | 0.83904 | 1.7225 | 1.3487 | 1.5554 | 3.8356 | 1.8332 | 3.117 | 6.2967 | 1.403 | 0.72657

## Comparison 1 vs 2
Comparison - High DER (Counterfactual) vs. High DER (DP6)
Notes
1. The discount rate used for calculation is 5.9%
2. The top-most chart showing the difference in annual net market benefits presents Case 2 minus Case 1. A positive value indicates the net benefits of Case 2, while a negative value indicates the net benefits of Case 1
3. All other charts present Case 1 minus Case 2
Case 1 | High DER (Counterfactual)
Case 2 | High DER (DP6)
NEM difference in annual net market benefits
Select region | NEM
|  | Real June 2019 dollars ($m) | NPV | Early works (NPV) | 2021-22 | 2022-23 | 2023-24 | 2024-25 | 2025-26 | 2026-27 | 2027-28 | 2028-29 | 2029-30 | 2030-31 | 2031-32 | 2032-33 | 2033-34 | 2034-35 | 2035-36 | 2036-37 | 2037-38 | 2038-39 | 2039-40 | 2040-41 | 2041-42
|  | Capex | 825.6668 |  | 0 | 0 | 0 | 0 | 0.15785 | 0.62334 | 2.553 | 5.2652 | 26.1818 | 18.1435 | -8.7918 | 198.8359 | 255.5125 | 305.378 | 319.5087 | 493.5745 | -2.534 | 46.6199 | 265.8651 | 139.5861 | 197.2139
|  | FOM | 918.8078 |  | -3.0013e-11 | -3.8335e-09 | -3.638e-11 | -3.638e-11 | -0.035208 | -0.97822 | 0.4942 | 1.9523 | 5.1732 | 2.865 | -25.0987 | -4.6713 | -0.50487 | -1.5868 | 255.318 | 329.8968 | 654.3656 | 1015.6723 | 356.8379 | 314.5911 | -90.8578
|  | Fuel | 6335.8592 |  | 2.5282e-05 | 5.2775 | 9.2056 | 108.7124 | 134.9372 | 143.9277 | 129.4549 | 168.5211 | 151.4139 | 135.0718 | 254.4375 | 773.5675 | 722.471 | 690.3667 | 1058.4122 | 1162.9657 | 2465.6669 | 2322.6944 | 2456.5092 | 2698.0944 | 3040.381
|  | VOM | 301.2551 |  | 0.00040819 | -0.4812 | -0.53295 | -3.1841 | -5.7278 | -6.4947 | -4.0816 | -3.3419 | -4.1135 | -1.6365 | -9.0557 | 26.9418 | 24.8735 | 24.1076 | 65.4226 | 73.3434 | 147.3098 | 129.9102 | 155.4932 | 181.4834 | 193.9283
|  | REZ | -456.6976 |  | 0 | -0.41947 | -0.41948 | -0.41947 | -0.41947 | -0.53302 | -2.059 | -5.0913 | -7.1643 | -8.7607 | -2.1699 | -3.8405 | -3.8405 | -4.5181 | -58.3516 | -58.3516 | -229.6989 | -229.6989 | -242.8869 | -309.8143 | -309.8143
|  | DSP+USE | 58.2391 |  | 0 | 0 | 0 | 7.846 | 0 | 0 | 0 | 0 | 27.6841 | 0 | 0 | 12.3339 | 25.3207 | 19.8264 | -16.6272 | 56.3836 | 8.55 | -66.7148 | 92.5612 | -40.5973 | 7.5026
|  | Rehab | -8.9545 |  | 0 | 0 | 0 | 0 | 0 | 0 | 0 | 0 | 1.6254e-09 | -1.6255e-09 | 0 | 0 | 0 | 0 | -3.4228 | -1.9528 | -6.3615 | -9.9341 | -2.9488 | -2.7708 | 1.0921e-10
|  | Interconnectors | -4026.8196 | 0 | 0 | -7.6188 | -7.6188 | -137.1141 | -289.491 | -289.491 | -289.491 | -289.491 | -289.491 | -289.491 | -423.365 | -576.8303 | -576.8303 | -576.8303 | -880.4956 | -880.4956 | -880.4956 | -880.4956 | -880.4956 | -880.4956 | -880.4956
|  | Net benefits | 3947.3564 | 0 | 0.00043347 | -3.2421 | 0.63431 | -24.1593 | -160.5784 | -152.9459 | -163.1295 | -122.1855 | -90.3158 | -143.8079 | -214.0436 | 426.337 | 447.0022 | 456.7436 | 739.7643 | 1175.364 | 2156.8022 | 2328.0534 | 2200.9353 | 2100.077 | 2157.858
*Net present value as at 1 July 2019
Note 1: DSP may include unserved energy below the current reliability standard
Note 2: Early works (NPV) represents the net present value of the cost of early works on interconnectors, as detailed in the 2020 ISP report
NEM difference in capacity by year
Select region | NEM
|  | Capacity (MW) | 2021-22 | 2022-23 | 2023-24 | 2024-25 | 2025-26 | 2026-27 | 2027-28 | 2028-29 | 2029-30 | 2030-31 | 2031-32 | 2032-33 | 2033-34 | 2034-35 | 2035-36 | 2036-37 | 2037-38 | 2038-39 | 2039-40 | 2040-41 | 2041-42
|  | Black Coal | 0 | 0 | 0 | 0 | 0 | 0 | 0 | 0 | 0 | 0 | 0 | 0 | 0 | 0 | 0 | 0 | 0 | 0 | 0 | 0 | 0
|  | Brown Coal | 0 | 0 | 0 | 0 | 0 | 0 | 0 | 0 | -9.9999e-09 | 0 | 0 | 0 | 0 | 0 | 0 | 0 | 0 | 0 | 0 | 0 | 0
|  | CCGT | 0 | 0 | 0 | 0 | 0 | 0 | 0 | 0 | 0 | 0 | 0 | 0 | 0 | 0 | 0 | 0 | 0 | 0 | 0 | 0 | 0
|  | Peaking Gas+Liquids | 0 | 0 | 0 | 0 | 0 | 0 | 0 | 0 | 107.3439 | 107.3439 | 107.3439 | 1647.6187 | 2003.6947 | 2544.1286 | 2728.6507 | 4200.5382 | 5399.3499 | 5831.8463 | 6942.4673 | 7012.4422 | 7519.6253
|  | Hydro | 0 | 0 | 0 | 0 | 0 | 0 | 0 | 0 | 0 | 0 | -390 | -390 | -390 | -390 | -390 | -390 | -390 | -390 | -390 | -390 | -390
|  | Dispatchable Storage | 0 | 0 | 0 | 0 | 0 | 0 | 0 | 0 | 0 | 0 | 0 | 0 | 0 | 0 | 44.8209 | 409.6687 | 281.6025 | 281.6025 | 838.0446 | 802.69 | 802.69
|  | Behind the Meter Storage | 0 | 0 | 0 | 0 | 0 | 0 | 0 | 0 | 0 | 0 | 0 | 0 | 0 | 0 | 0 | 0 | 0 | 0 | 0 | 0 | 0
|  | Wind | 0 | 0 | 0 | 0 | 0 | -88.3418 | 12.7314 | 98.5323 | 156.8545 | 96.774 | -105.5676 | 577.3559 | 388.6709 | 292.6375 | 2246.9286 | 2230.6693 | -1620.3738 | -1011.3738 | -969.5412 | -617.9392 | -617.9392
|  | Solar | 0 | 0 | 0 | 0 | 0 | 170.8826 | -3.5039 | -134.3227 | -119.5354 | -119.5354 | -119.5354 | -1062.6487 | -377.7789 | -377.7789 | -3816.3617 | -4472.4446 | -5285.2447 | -5134.9447 | -5260.0205 | -7483.7733 | -7483.7733
|  | Distributed PV | 0 | 0 | 0 | 0 | 0 | 0 | 0 | 0 | 0 | 0 | 0 | 0 | 0 | 0 | 0 | 0 | 0 | 0 | 0 | 0 | 0
|  | Dispatchable Capacity | 0 | 0 | 0 | 0 | 0 | 0 | 0 | 0 | 107.3439 | 107.3439 | -282.6561 | 1257.6187 | 1613.6947 | 2154.1286 | 2383.4716 | 4220.2069 | 5290.9524 | 5723.4488 | 7390.5119 | 7425.1322 | 7932.3153
|  | DSP | 0 | 0 | 0 | 0 | 0 | 0 | 0 | 0 | 0 | 0 | 0 | 0 | 0 | 0 | 0 | 0 | 0 | 0 | 0 | 0 | 0
NEM difference in generation by year
Select region | NEM
|  | As-generated generation (GWh) | 2021-22 | 2022-23 | 2023-24 | 2024-25 | 2025-26 | 2026-27 | 2027-28 | 2028-29 | 2029-30 | 2030-31 | 2031-32 | 2032-33 | 2033-34 | 2034-35 | 2035-36 | 2036-37 | 2037-38 | 2038-39 | 2039-40 | 2040-41 | 2041-42
|  | Black Coal | 2.4229e-06 | 393.4679 | 476.8811 | 1870.2891 | 3096.9982 | 3654.6919 | 2377.2119 | 4276.0866 | 3196.8747 | 2172.2206 | 5434.9546 | -3034.5776 | -3676.3315 | -1169.8457 | -28.2887 | 1096.0265 | 3529.6165 | 3195.1186 | 2558.0261 | 4021.9556 | 4874.8774
|  | Brown Coal | 0.095369 | -370.1735 | -426.2828 | -2322.0924 | -3822.3658 | -3062.3322 | -2554.0868 | -3698.0845 | -2614.5014 | -1942.5389 | -2010.002 | -2398.8276 | -2344.0121 | -2170.6501 | -3591.2657 | -2821.1216 | -1132.0495 | -2642.8342 | -2400.0802 | -897.598 | -2515.3031
|  | CCGT | 3.4152e-08 | 0.012089 | 0.011006 | 762.9324 | 607.3618 | 577.9496 | 594.1856 | 630.6294 | 585.7351 | 607.3805 | 612.7124 | 6897.6861 | 6765.8833 | 5957.3494 | 6021.8701 | 6908.6865 | 6574.5207 | 10192.5593 | 7842.5503 | 6059.3727 | 8659.4253
|  | Peaking Gas+Liquids | 6.7332e-08 | 0.5134 | 2.3706 | 65.6018 | 77.7706 | 46.754 | 65.378 | 75.1692 | 79.5161 | 65.6384 | 86.7424 | 1546.3913 | 1445.8772 | 1415.0825 | 4187.1303 | 4341.6131 | 12550.7095 | 9985.8808 | 12755.0001 | 14944.9365 | 15780.3382
|  | Hydro | -7.1104e-09 | -17.168 | -44.3919 | -310.4907 | -267.98 | -831.4284 | -140.0487 | -678.2792 | -723.7208 | -141.1464 | -2668.1829 | -826.9189 | -617.8546 | -1728.3352 | -2254.0838 | -3660.8723 | -914.3305 | -2694.4312 | -1531.0397 | -1293.6779 | -3309.6169
|  | Dispatchable Storage | 0.8153 | -9.905 | -15.4969 | -55.1934 | -802.9918 | -358.5516 | -701.7807 | -375.6781 | -508.1432 | -536.5728 | -513.3551 | -1402.1913 | -1305.1171 | -617.0167 | -1225.0005 | -693.2988 | -2651.6142 | -2797.8525 | -1623.2255 | -2750.1853 | -3468.1453
|  | Behind the Meter Storage | 0 | 0 | 0 | 0 | 0 | 0 | 0 | 0 | 0 | 0 | 0 | 0 | 0 | 0 | 0 | 0 | 0 | 0 | 0 | 0 | 0
|  | Wind | 2.0501e-07 | -76.7062 | -72.783 | -385.0113 | -476.6944 | -1205.4234 | -869.3306 | -803.2094 | -681.408 | -903.5649 | -1700.1805 | -123.4072 | -648.7624 | -1103.7762 | 4323.7935 | 4708.1338 | -8888.1252 | -8104.4971 | -8355.6146 | -6542.0667 | -6556.5595
|  | Solar | 0 | 0 | 0 | 0 | -20.7612 | 421.3049 | -152.2083 | -466.3367 | -422.5278 | -350.1331 | -431.9444 | -3011.879 | -1810.9222 | -1709.5332 | -11131.0235 | -12895.055 | -14924.4303 | -12929.7258 | -13725.672 | -19803.8887 | -20705.1678
|  | Distributed PV | 0 | 0 | 0 | 0 | 0 | 0 | 0 | 0 | 0 | 0 | 0 | 0 | 0 | 0 | 0 | 0 | 0 | 0 | 0 | 0 | 0
Load (GWh)
|  | Dispatchable Storage Load | 0.96765 | -34.9789 | -43.8222 | -175.7017 | -1193.5477 | -605.5189 | -1104.7956 | -600.5585 | -792.2118 | -778.5474 | -788.2144 | -2225.427 | -1975.1811 | -1037.5831 | -2341.5099 | -1697.882 | -4609.5135 | -4367.2839 | -3048.4462 | -4858.9236 | -5678.6829 |  |  | #REF!
|  | Behind the Meter Storage Load | 0 | 0 | 0 | 0 | 0 | 0 | 0 | 0 | 0 | 0 | 0 | 0 | 0 | 0 | 0 | 0 | 0 | 0 | 0 | 0 | 0
|  | DSP | 0 | 0 | 0 | 0 | 0 | 0 | 0 | 0 | 0 | 0 | 0 | 0 | 0 | 0 | 0 | 0 | 0 | 0 | 0 | 0 | 0
NEM differences in generation by technology type
Select region | NEM
|  | As-generated generation (GWh) | 2021-22: 2021-22; 2022-23: 2031-32; 2023-24: 2041-42
|  | Black Coal | 2021-22: 2.4229e-06; 2022-23: 5434.9546; 2023-24: 4874.8774
|  | Brown Coal | 2021-22: 0.095369; 2022-23: -2010.002; 2023-24: -2515.3031
|  | CCGT | 2021-22: 3.4152e-08; 2022-23: 612.7124; 2023-24: 8659.4253
|  | Peaking Gas+Liquids | 2021-22: 6.7332e-08; 2022-23: 86.7424; 2023-24: 15780.3382
|  | Hydro | 2021-22: -7.1104e-09; 2022-23: -2668.1829; 2023-24: -3309.6169
|  | Dispatchable Storage | 2021-22: 0.8153; 2022-23: -513.3551; 2023-24: -3468.1453
|  | Behind the Meter Storage | 2021-22: 0; 2022-23: 0; 2023-24: 0
|  | Wind | 2021-22: 2.0501e-07; 2022-23: -1700.1805; 2023-24: -6556.5595
|  | Solar | 2021-22: 0; 2022-23: -431.9444; 2023-24: -20705.1678
|  | Distributed PV | 2021-22: 0; 2022-23: 0; 2023-24: 0
Load (GWh)
|  | Dispatchable Storage Load | 2021-22: 0.96765; 2022-23: -788.2144; 2023-24: -5678.6829
|  | Behind the Meter Storage Load | 2021-22: 0; 2022-23: 0; 2023-24: 0
|  | DSP | 2021-22: 0; 2022-23: 0; 2023-24: 0
NEM differences in storage capacity by year
Select region | NEM
|  | Capacity (MW) | 2021-22 | 2022-23 | 2023-24 | 2024-25 | 2025-26 | 2026-27 | 2027-28 | 2028-29 | 2029-30 | 2030-31 | 2031-32 | 2032-33 | 2033-34 | 2034-35 | 2035-36 | 2036-37 | 2037-38 | 2038-39 | 2039-40 | 2040-41 | 2041-42
|  | Shallow Storage | 0 | 0 | 0 | 0 | 0 | 0 | 0 | 0 | 0 | 0 | 0 | 0 | 0 | 0 | 0 | 0 | 0 | 0 | 0 | 0 | 0
|  | Medium Storage | 0 | 0 | 0 | 0 | 0 | 0 | 0 | 0 | 0 | 0 | 0 | 0 | 0 | 0 | 19.3953 | 384.243 | 394.2784 | 394.2784 | 477.9523 | 442.5977 | 442.5977
|  | Deep Storage | 0 | 0 | 0 | 0 | 0 | 0 | 0 | 0 | 0 | 0 | 0 | 0 | 0 | 0 | 25.4256 | 25.4256 | -112.6759 | -112.6759 | 360.0923 | 360.0923 | 360.0923
|  | Behind the Meter Storage | 0 | 0 | 0 | 0 | 0 | 0 | 0 | 0 | 0 | 0 | 0 | 0 | 0 | 0 | 0 | 0 | 0 | 0 | 0 | 0 | 0
NEM differences in storage generation by year
Select region | NEM
|  | As-generated generation (GWh) | 2021-22 | 2022-23 | 2023-24 | 2024-25 | 2025-26 | 2026-27 | 2027-28 | 2028-29 | 2029-30 | 2030-31 | 2031-32 | 2032-33 | 2033-34 | 2034-35 | 2035-36 | 2036-37 | 2037-38 | 2038-39 | 2039-40 | 2040-41 | 2041-42
|  | Shallow Storage | 0.8153 | -4.8465 | -10.8288 | -10.0895 | -57.3582 | 105.1897 | -16.4729 | -68.4988 | -237.2293 | -303.5322 | -270.6167 | -202.1682 | -124.9991 | -192.4708 | -359.5272 | -569.076 | -686.0531 | -907.2086 | -865.6367 | -1047.5339 | -1334.8463
|  | Medium Storage | 5.7829e-09 | -5.0585 | -4.668 | -31.3037 | -28.8764 | -26.1038 | -38.7418 | -25.4193 | -37.448 | -31.7029 | -50.474 | 18.7809 | 74.9799 | 65.2071 | -404.5953 | 332.7542 | -74.9361 | -154.544 | 73.2813 | -315.6236 | -373.6415
|  | Deep Storage | 0 | 0 | 0 | -13.8001 | -716.7572 | -437.6376 | -646.566 | -281.7599 | -233.4659 | -201.3377 | -192.2644 | -1218.804 | -1255.0979 | -489.753 | -460.878 | -456.977 | -1890.6249 | -1736.1 | -830.8701 | -1387.0278 | -1759.6575
|  | Behind the Meter Storage | 0 | 0 | 0 | 0 | 0 | 0 | 0 | 0 | 0 | 0 | 0 | 0 | 0 | 0 | 0 | 0 | 0 | 0 | 0 | 0 | 0
NEM differences in dispatchable capacity built by year vs cumulative coal retirements
Select region | NEM
|  | Capacity Built (MW) | 2021-22 | 2022-23 | 2023-24 | 2024-25 | 2025-26 | 2026-27 | 2027-28 | 2028-29 | 2029-30 | 2030-31 | 2031-32 | 2032-33 | 2033-34 | 2034-35 | 2035-36 | 2036-37 | 2037-38 | 2038-39 | 2039-40 | 2040-41 | 2041-42
|  | CCGT | 0 | 0 | 0 | 0 | 0 | 0 | 0 | 0 | 0 | 0 | 0 | 0 | 0 | 0 | 0 | 0 | 0 | 0 | 0 | 0 | 0
|  | Peaking Gas+Liquids | 0 | 0 | 0 | 0 | 0 | 0 | 0 | 0 | 107.3439 | 107.3439 | 107.3439 | 1647.6187 | 2003.6947 | 2544.1286 | 2728.6507 | 4200.5382 | 5399.3499 | 5831.8463 | 6942.4673 | 7012.4422 | 7519.6253
|  | Hydro | 0 | 0 | 0 | 0 | 0 | 0 | 0 | 0 | 0 | 0 | -390 | -390 | -390 | -390 | -390 | -390 | -390 | -390 | -390 | -390 | -390
|  | Shallow Storage | 0 | 0 | 0 | 0 | 0 | 0 | 0 | 0 | 0 | 0 | 0 | 0 | 0 | 0 | 0 | 0 | 0 | 0 | 0 | 0 | 0
|  | Medium Storage | 0 | 0 | 0 | 0 | 0 | 0 | 0 | 0 | 0 | 0 | 0 | 0 | 0 | 0 | 19.3953 | 384.243 | 394.2784 | 394.2784 | 477.9523 | 442.5977 | 442.5977
|  | Deep Storage | 0 | 0 | 0 | 0 | 0 | 0 | 0 | 0 | 0 | 0 | 0 | 0 | 0 | 0 | 25.4256 | 25.4256 | -112.6759 | -112.6759 | 360.0923 | 360.0923 | 360.0923
|  | DSP | 0 | 0 | 0 | 0 | 0 | 0 | 0 | 0 | 0 | 0 | 0 | 0 | 0 | 0 | 0 | 0 | 0 | 0 | 0 | 0 | 0
|  | New Interconnectors | 0 | -85 | -85 | -985 | -985 | -985 | -985 | -985 | -985 | -985 | -1735 | -2557.5 | -2557.5 | -2557.5 | -6627.5 | -6627.5 | -6627.5 | -6627.5 | -6627.5 | -6627.5 | -6627.5
|  | Retired Coal | 0 | 0 | 0 | 0 | 0 | 0 | 0 | 0 | 9.9999e-09 | 0 | 0 | 0 | 0 | 0 | 0 | 0 | 0 | 0 | 0 | 0 | 0
|  | Retired Dispatchable | 0 | 0 | 0 | 0 | 0 | 0 | 0 | 0 | 9.9999e-09 | 0 | 0 | 0 | 0 | 0 | 0 | 0 | 0 | 0 | 0 | 0 | 0
Note: Capacity built in 2021-22 includes all capacity built since 2019-20
Emissions trajectory comparison
|  | Emissions (Mt CO2-e) | Total | 2021-22 | 2022-23 | 2023-24 | 2024-25 | 2025-26 | 2026-27 | 2027-28 | 2028-29 | 2029-30 | 2030-31 | 2031-32 | 2032-33 | 2033-34 | 2034-35 | 2035-36 | 2036-37 | 2037-38 | 2038-39 | 2039-40 | 2040-41 | 2041-42
|  | High DER (Counterfactual) | 2008.6468 | 125.207 | 123.7258 | 122.2562 | 117.5771 | 115.1621 | 110.4289 | 114.0286 | 103.1394 | 99.4233 | 101.8901 | 96.9094 | 91.9685 | 93.2114 | 92.0884 | 70.2867 | 68.8301 | 73.004 | 70.2325 | 71.4267 | 74.6978 | 73.1527
|  | High DER (DP6) | 1933.3537 | 125.2071 | 123.8068 | 122.3369 | 118.2132 | 116.5504 | 110.3541 | 114.5388 | 103.3088 | 99.1967 | 101.7957 | 93.8644 | 93.1587 | 95.0745 | 91.874 | 68.5958 | 64.7671 | 58.8052 | 58.2457 | 59.0144 | 58.5056 | 56.1397

## Capacity_1
Installed capacity by technology (MW) - High DER (Counterfactual)
Capacity calculated on 1 July. Years are financial year ending. In early study years some wind and solar projects enter later in the financial year and are reflected in the following financial year's capacity.
Region | Technology | Existing+Committed in 2021 | 2022 | 2023 | 2024 | 2025 | 2026 | 2027 | 2028 | 2029 | 2030 | 2031 | 2032 | 2033 | 2034 | 2035 | 2036 | 2037 | 2038 | 2039 | 2040 | 2041 | 2042
NEM | Black Coal | 18336 | 18336 | 17861 | 16386 | 16386 | 16386 | 16386 | 16386 | 15686 | 14366 | 14366 | 14366 | 11486 | 11486 | 11486 | 7066 | 6366 | 5216 | 5216 | 5216 | 5216 | 5216
NEM | Brown Coal | 4820 | 4820 | 4820 | 4820 | 4820 | 4820 | 4820 | 4820 | 4820 | 4470 | 4120 | 3745 | 3370 | 3370 | 3370 | 3370 | 3370 | 3370 | 3370 | 3370 | 3370 | 3370
NEM | CCGT | 4285.9 | 4285.9 | 4045.9 | 3865.9 | 3865.9 | 3865.9 | 3865.9 | 3865.9 | 3480.9 | 3480.9 | 3480.9 | 3480.9 | 3480.9 | 3480.9 | 3480.9 | 2680.9 | 2680.9 | 2151.9 | 2151.9 | 1508.5 | 1508.5 | 1508.5
NEM | Peaking Gas+Liquids | 6812.873 | 6812.873 | 6812.873 | 6812.873 | 6812.873 | 6812.873 | 6812.873 | 6812.873 | 6812.873 | 6920.2169 | 6537.7169 | 6537.7169 | 7843.6517 | 7737.7277 | 8161.1616 | 8215.6837 | 9687.5712 | 10886.3829 | 11318.8793 | 11989.5003 | 11939.4752 | 12446.6583
NEM | Hydro | 6906.5 | 6906.5 | 6906.5 | 6906.5 | 6906.5 | 6906.5 | 6906.5 | 6906.5 | 6906.5 | 6906.5 | 6906.5 | 6906.5 | 6906.5 | 6906.5 | 6906.5 | 6906.5 | 6906.5 | 6820.1 | 6820.1 | 6820.1 | 6820.1 | 6820.1
NEM | Dispatchable Storage | 2893.2 | 3501.167 | 3829.7346 | 4678.2527 | 7766.0931 | 8689.105 | 9490.3696 | 9975.8555 | 10939.6572 | 12254.7507 | 13472.0975 | 14528.5795 | 15249.1561 | 15917.0786 | 16670.5701 | 17505.2982 | 18428.8262 | 19388.7046 | 19919.2009 | 20899.8009 | 21437.2859 | 21963.0087
NEM | Behind the Meter Storage | 1793.2 | 2401.167 | 3178.3669 | 3490.4883 | 3620.3118 | 3900.597 | 4286.1716 | 4770.3325 | 5627.2067 | 6797.5448 | 7986.0442 | 9092.3573 | 9985.0321 | 10927.4788 | 11986.3907 | 12926.2002 | 13870.6989 | 15018.7794 | 16037.1142 | 16996.1133 | 18121.498 | 19289.8112
NEM | Wind | 9005.458 | 9005.458 | 10092.658 | 10193.4309 | 10313.8194 | 10442.9237 | 11248.5876 | 11989.187 | 13294.7542 | 13728.5289 | 13704.2329 | 13704.2329 | 14494.2329 | 14215.5329 | 14215.5329 | 20595.3677 | 20806.3452 | 21022.8979 | 21022.8979 | 21186.7851 | 21516.2483 | 21467.9483
NEM | Solar | 5151.711 | 5151.711 | 5941.711 | 5941.711 | 5941.711 | 6061.711 | 6352.5936 | 7189.1154 | 8010.8824 | 9072.8259 | 9072.8259 | 9072.8259 | 10287.8259 | 11155.9476 | 11155.9476 | 11621.6531 | 11621.6531 | 12132.8738 | 12132.8738 | 12132.8738 | 12132.8738 | 12132.8738
NEM | Distributed PV | 12518.3775 | 14260.3503 | 15516.7376 | 16672.7185 | 17746.0973 | 18675.1592 | 19670.8261 | 20794.008 | 21862.6681 | 22874.3556 | 24119.412 | 25386.8386 | 26558.5966 | 27700.4359 | 29226.4517 | 30685.0051 | 31909.0706 | 33105.8092 | 33955.7834 | 34736.1756 | 35578.729 | 36502.752
Total |  | 72523.2195 | 75481.1263 | 79005.4811 | 79767.8744 | 84179.3056 | 86560.7689 | 89839.8215 | 93509.7714 | 97441.4415 | 100871.6228 | 103765.7295 | 106820.9512 | 109661.8953 | 112897.6016 | 116659.4547 | 121572.6081 | 125647.5651 | 129113.4478 | 131944.7495 | 134855.849 | 137640.7102 | 140717.6523
NEM | DSP | 442.51 | 481.9947 | 523.9087 | 563.5537 | 604.8769 | 642.2207 | 683.7217 | 723.7206 | 769.3578 | 813.2293 | 856.8643 | 902.9323 | 945.2407 | 987.7993 | 1036.2071 | 1080.8117 | 1130.9974 | 1182.6764 | 1231.8342 | 1286.6284 | 1339.5566 | 1392.374
Total including DSP |  | 72965.7295 | 75963.121 | 79529.3898 | 80331.4281 | 84784.1825 | 87202.9896 | 90523.5432 | 94233.492 | 98210.7993 | 101684.8521 | 104622.5937 | 107723.8835 | 110607.136 | 113885.4009 | 117695.6617 | 122653.4198 | 126778.5626 | 130296.1242 | 133176.5837 | 136142.4774 | 138980.2668 | 142110.0263
Region | Technology | Existing+Committed in 2021 | 2022 | 2023 | 2024 | 2025 | 2026 | 2027 | 2028 | 2029 | 2030 | 2031 | 2032 | 2033 | 2034 | 2035 | 2036 | 2037 | 2038 | 2039 | 2040 | 2041 | 2042
NSW | Black Coal | 10210 | 10210 | 9735 | 8260 | 8260 | 8260 | 8260 | 8260 | 8260 | 6940 | 6940 | 6940 | 4060 | 4060 | 4060 | 1320 | 1320 | 1320 | 1320 | 1320 | 1320 | 1320
NSW | Brown Coal | 0 | 0 | 0 | 0 | 0 | 0 | 0 | 0 | 0 | 0 | 0 | 0 | 0 | 0 | 0 | 0 | 0 | 0 | 0 | 0 | 0 | 0
NSW | CCGT | 440 | 440 | 440 | 440 | 440 | 440 | 440 | 440 | 440 | 440 | 440 | 440 | 440 | 440 | 440 | 440 | 440 | 440 | 440 | 440 | 440 | 440
NSW | Peaking Gas+Liquids | 1561.233 | 1561.233 | 1561.233 | 1561.233 | 1561.233 | 1561.233 | 1561.233 | 1561.233 | 1561.233 | 1668.5769 | 1668.5769 | 1668.5769 | 3208.8517 | 3564.9277 | 4105.3616 | 4239.8837 | 5598.1214 | 5598.1214 | 5675.8668 | 6013.4595 | 6013.4595 | 6397.906
NSW | Hydro | 2285 | 2285 | 2285 | 2285 | 2285 | 2285 | 2285 | 2285 | 2285 | 2285 | 2285 | 2285 | 2285 | 2285 | 2285 | 2285 | 2285 | 2285 | 2285 | 2285 | 2285 | 2285
NSW | Dispatchable Storage | 657.165 | 804.6185 | 855.584 | 1025.4777 | 3235.9227 | 3424.5773 | 3667.9761 | 3896.4605 | 4401.7209 | 5088.904 | 5651.8874 | 6078.62 | 6327.1224 | 6585.4609 | 6955.8573 | 7231.0812 | 7412.7653 | 7614.3402 | 7753.374 | 7972.7545 | 8299.7402 | 8484.7487
NSW | Behind the Meter Storage | 417.165 | 564.6185 | 722.0455 | 770.5188 | 751.3392 | 807.4607 | 939.7719 | 1131.3406 | 1534.69 | 2099.4144 | 2603.7312 | 3030.0627 | 3334.444 | 3663.5684 | 4108.8204 | 4492.6053 | 4809.1712 | 5160.6647 | 5467.3741 | 5871.4398 | 6410.6973 | 6822.933
NSW | Wind | 1639.46 | 1639.46 | 1866.46 | 1866.46 | 1866.46 | 1866.46 | 1866.46 | 1866.46 | 1866.46 | 1867.46 | 1867.46 | 1867.46 | 2617.46 | 2617.46 | 2617.46 | 8097.46 | 8097.46 | 8097.46 | 8097.46 | 8097.46 | 7990.66 | 7942.36
NSW | Solar | 1837.317 | 1837.317 | 2217.317 | 2217.317 | 2217.317 | 2217.317 | 2217.317 | 2217.317 | 2217.317 | 2402.317 | 2402.317 | 2402.317 | 2402.317 | 2402.317 | 2402.317 | 2402.317 | 2402.317 | 2402.317 | 2402.317 | 2402.317 | 2402.317 | 2402.317
NSW | Distributed PV | 3835.3929 | 4544.927 | 4800.6415 | 5191.6256 | 5485.5751 | 5683.3251 | 6032.1792 | 6508.3924 | 7050.9135 | 7630.6787 | 8213.7585 | 8728.8934 | 9162.9035 | 9501.3461 | 10190.983 | 11045.6057 | 11691.6768 | 12170.1018 | 12515.2253 | 13001.2552 | 13307.4297 | 13448.7924
Total |  | 22882.7329 | 23887.1741 | 24483.281 | 23617.632 | 26102.8471 | 26545.3731 | 27269.9372 | 28166.2035 | 29617.3343 | 30422.351 | 32072.7311 | 33440.93 | 33838.0985 | 35120.0802 | 37165.7993 | 41553.9529 | 44056.5117 | 45088.0051 | 45956.6171 | 47403.686 | 48469.3036 | 49544.0571
NSW | DSP | 93.24 | 108.9702 | 125.7417 | 141.5464 | 157.576 | 172.5971 | 189.7623 | 205.2943 | 224.6814 | 243.7857 | 261.3059 | 279.5118 | 297.6069 | 315.4147 | 337.184 | 354.2201 | 374.2368 | 395.7139 | 418.2215 | 438.9016 | 460.7186 | 481.5922
Total including DSP |  | 22975.9729 | 23996.1443 | 24609.0227 | 23759.1784 | 26260.4231 | 26717.9702 | 27459.6995 | 28371.4977 | 29842.0158 | 30666.1367 | 32334.037 | 33720.4418 | 34135.7054 | 35435.4948 | 37502.9833 | 41908.1729 | 44430.7485 | 45483.7189 | 46374.8386 | 47842.5877 | 48930.0223 | 50025.6493
Region | Technology | Existing+Committed in 2021 | 2022 | 2023 | 2024 | 2025 | 2026 | 2027 | 2028 | 2029 | 2030 | 2031 | 2032 | 2033 | 2034 | 2035 | 2036 | 2037 | 2038 | 2039 | 2040 | 2041 | 2042
QLD | Black Coal | 8126 | 8126 | 8126 | 8126 | 8126 | 8126 | 8126 | 8126 | 7426 | 7426 | 7426 | 7426 | 7426 | 7426 | 7426 | 5746 | 5046 | 3896 | 3896 | 3896 | 3896 | 3896
QLD | Brown Coal | 0 | 0 | 0 | 0 | 0 | 0 | 0 | 0 | 0 | 0 | 0 | 0 | 0 | 0 | 0 | 0 | 0 | 0 | 0 | 0 | 0 | 0
QLD | CCGT | 1596.9 | 1596.9 | 1596.9 | 1596.9 | 1596.9 | 1596.9 | 1596.9 | 1596.9 | 1211.9 | 1211.9 | 1211.9 | 1211.9 | 1211.9 | 1211.9 | 1211.9 | 1211.9 | 1211.9 | 1211.9 | 1211.9 | 1068.5 | 1068.5 | 1068.5
QLD | Peaking Gas+Liquids | 1909.5 | 1909.5 | 1909.5 | 1909.5 | 1909.5 | 1909.5 | 1909.5 | 1909.5 | 1909.5 | 1909.5 | 1909.5 | 1909.5 | 1909.5 | 1617.5 | 1500.5 | 1500.5 | 1500.5 | 2552.5341 | 2907.2852 | 3330.3505 | 3330.3505 | 3453.087
QLD | Hydro | 152.4 | 152.4 | 152.4 | 152.4 | 152.4 | 152.4 | 152.4 | 152.4 | 152.4 | 152.4 | 152.4 | 152.4 | 152.4 | 152.4 | 152.4 | 152.4 | 152.4 | 66 | 66 | 66 | 66 | 66
QLD | Dispatchable Storage | 1112.705 | 1286.5262 | 1418.0839 | 1735.0488 | 2083.9678 | 2371.9576 | 2599.6313 | 2710.0375 | 2870.5537 | 3025.5409 | 3367.6472 | 3792.1952 | 3959.2965 | 4065.1647 | 4262.6657 | 4433.0315 | 5019.6253 | 5565.0576 | 5746.8242 | 5897.9977 | 6048.5532 | 6228.3558
QLD | Behind the Meter Storage | 542.705 | 716.5262 | 971.2961 | 1123.2422 | 1174.2336 | 1257.111 | 1360.6827 | 1483.7879 | 1649.5774 | 1820.3576 | 2144.866 | 2554.3097 | 2775.9799 | 2957.0594 | 3227.2849 | 3487.1623 | 3843.9259 | 4271.5692 | 4592.0506 | 4897.3029 | 5216.9769 | 5584.6089
QLD | Wind | 676.608 | 676.608 | 1176.608 | 1176.608 | 1176.608 | 1176.608 | 1485.5125 | 1776.608 | 2540.5549 | 2564.1329 | 2564.1329 | 2564.1329 | 2564.1329 | 2564.1329 | 2564.1329 | 3544.4677 | 3877.9452 | 3877.9452 | 3877.9452 | 3877.9452 | 3877.9452 | 3877.9452
QLD | Solar | 1971.857 | 1971.857 | 2381.857 | 2381.857 | 2381.857 | 2381.857 | 2552.7396 | 3119.2614 | 3861.0284 | 4737.9719 | 4737.9719 | 4737.9719 | 4737.9719 | 4737.9719 | 4737.9719 | 4770.5198 | 4770.5198 | 4770.5198 | 4770.5198 | 4770.5198 | 4770.5198 | 4770.5198
QLD | Distributed PV | 3943.7021 | 4564.1418 | 5014.9472 | 5311.6767 | 5580.3994 | 5905.1848 | 6163.8393 | 6320.1869 | 6445.6726 | 6529.151 | 6801.0067 | 7143.9828 | 7388.5073 | 7582.039 | 7795.65 | 8021.3593 | 8353.439 | 8743.6465 | 8952.1828 | 9060.7659 | 9301.3388 | 9709.1898
Total |  | 20032.3771 | 21000.4593 | 22747.5923 | 23513.2327 | 24181.8658 | 24877.5184 | 25947.2054 | 27194.6817 | 28067.187 | 29376.9543 | 30315.4247 | 31492.3925 | 32125.6885 | 32314.168 | 32878.5055 | 32867.3407 | 33776.2552 | 34955.1725 | 36020.7078 | 36865.382 | 37576.1844 | 38654.2065
QLD | DSP | 202.14 | 209.0765 | 217.4208 | 224.6334 | 231.458 | 238.3062 | 245.3805 | 254.1702 | 261.4568 | 268.4465 | 275.7043 | 284.2854 | 291.6903 | 299.8223 | 307.888 | 317.3999 | 325.4331 | 334.8069 | 343.0265 | 353.8067 | 362.9769 | 371.5053
Total including DSP |  | 20234.5171 | 21209.5358 | 22965.013 | 23737.8661 | 24413.3239 | 25115.8246 | 26192.5859 | 27448.8519 | 28328.6438 | 29645.4008 | 30591.1291 | 31776.678 | 32417.3788 | 32613.9903 | 33186.3935 | 33184.7406 | 34101.6883 | 35289.9793 | 36363.7343 | 37219.1887 | 37939.1613 | 39025.7118
Region | Technology | Existing+Committed in 2021 | 2022 | 2023 | 2024 | 2025 | 2026 | 2027 | 2028 | 2029 | 2030 | 2031 | 2032 | 2033 | 2034 | 2035 | 2036 | 2037 | 2038 | 2039 | 2040 | 2041 | 2042
VIC | Black Coal | 0 | 0 | 0 | 0 | 0 | 0 | 0 | 0 | 0 | 0 | 0 | 0 | 0 | 0 | 0 | 0 | 0 | 0 | 0 | 0 | 0 | 0
VIC | Brown Coal | 4820 | 4820 | 4820 | 4820 | 4820 | 4820 | 4820 | 4820 | 4820 | 4470 | 4120 | 3745 | 3370 | 3370 | 3370 | 3370 | 3370 | 3370 | 3370 | 3370 | 3370 | 3370
VIC | CCGT | 500 | 500 | 500 | 500 | 500 | 500 | 500 | 500 | 500 | 500 | 500 | 500 | 500 | 500 | 500 | 500 | 500 | 500 | 500 | 0 | 0 | 0
VIC | Peaking Gas+Liquids | 1900 | 1900 | 1900 | 1900 | 1900 | 1900 | 1900 | 1900 | 1900 | 1900 | 1900 | 1900 | 1900 | 1730 | 1730 | 1730 | 1730 | 1730 | 1730 | 1290 | 1290 | 1290
VIC | Hydro | 2206 | 2206 | 2206 | 2206 | 2206 | 2206 | 2206 | 2206 | 2206 | 2206 | 2206 | 2206 | 2206 | 2206 | 2206 | 2206 | 2206 | 2206 | 2206 | 2206 | 2206 | 2206
VIC | Dispatchable Storage | 344.06 | 490.7615 | 608.7781 | 788.3963 | 1101.5088 | 1391.0691 | 1550.9254 | 1640.0771 | 1903.238 | 2300.852 | 2559.8319 | 2711.244 | 2984.3407 | 3177.5307 | 3288.4358 | 3449.7866 | 3510.1515 | 3666.6103 | 3828.3128 | 4416.9234 | 4471.5933 | 4611.7999
VIC | Behind the Meter Storage | 269.06 | 415.7615 | 626.0919 | 699.8102 | 806.8187 | 928.4423 | 999.3207 | 1095.378 | 1322.407 | 1663.6331 | 1918.7575 | 2102.8649 | 2397.0201 | 2686.7808 | 2889.6502 | 3107.2611 | 3265.032 | 3515.8671 | 3791.7305 | 3948.2159 | 4134.8971 | 4423.7451
VIC | Wind | 3976.73 | 3976.73 | 4336.93 | 4336.93 | 4336.93 | 4336.93 | 4696.73 | 5056.73 | 5416.73 | 5776.73 | 5776.73 | 5776.73 | 5776.73 | 5724.23 | 5724.23 | 5724.23 | 5724.23 | 6006.7827 | 6006.7827 | 6227.3699 | 6702.6331 | 6702.6331
VIC | Solar | 964.537 | 964.537 | 964.537 | 964.537 | 964.537 | 1084.537 | 1204.537 | 1324.537 | 1404.537 | 1404.537 | 1404.537 | 1404.537 | 1404.537 | 2272.6587 | 2272.6587 | 2705.8163 | 2705.8163 | 3217.037 | 3217.037 | 3217.037 | 3217.037 | 3217.037
VIC | Distributed PV | 2636.7146 | 2916.2863 | 3334.6174 | 3671.3526 | 4104.3417 | 4492.6088 | 4775.0571 | 5172.4468 | 5538.7756 | 5793.1922 | 6083.4365 | 6436.5515 | 6861.3392 | 7204.9639 | 7607.2636 | 7951.694 | 8116.4615 | 8328.4695 | 8488.7881 | 8570.8704 | 8761.3159 | 8995.603
Total |  | 17617.1016 | 18190.0763 | 19296.9544 | 19887.0261 | 20740.1363 | 21659.5873 | 22652.5702 | 23715.1689 | 25011.6876 | 26014.9443 | 26469.2928 | 26782.9274 | 27399.967 | 28872.1641 | 29588.2382 | 30744.788 | 31127.6913 | 32540.7666 | 33138.6511 | 33246.4165 | 34153.4764 | 34816.8182
VIC | DSP | 84.63 | 97.378 | 109.5824 | 121.8787 | 136.0346 | 147.3209 | 160.0883 | 172.6159 | 186.5326 | 199.0557 | 213.2594 | 227.5032 | 239.8286 | 252.8366 | 266.4402 | 280.3259 | 296.9903 | 312.2446 | 326.1545 | 344.6726 | 361.8003 | 378.9913
Total including DSP |  | 17701.7316 | 18287.4543 | 19406.5368 | 20008.9048 | 20876.1708 | 21806.9082 | 22812.6585 | 23887.7848 | 25198.2203 | 26214 | 26682.5522 | 27010.4306 | 27639.7957 | 29125.0007 | 29854.6784 | 31025.1139 | 31424.6815 | 32853.0112 | 33464.8057 | 33591.0892 | 34515.2767 | 35195.8095
Region | Technology | Existing+Committed in 2021 | 2022 | 2023 | 2024 | 2025 | 2026 | 2027 | 2028 | 2029 | 2030 | 2031 | 2032 | 2033 | 2034 | 2035 | 2036 | 2037 | 2038 | 2039 | 2040 | 2041 | 2042
SA | Black Coal | 0 | 0 | 0 | 0 | 0 | 0 | 0 | 0 | 0 | 0 | 0 | 0 | 0 | 0 | 0 | 0 | 0 | 0 | 0 | 0 | 0 | 0
SA | Brown Coal | 0 | 0 | 0 | 0 | 0 | 0 | 0 | 0 | 0 | 0 | 0 | 0 | 0 | 0 | 0 | 0 | 0 | 0 | 0 | 0 | 0 | 0
SA | CCGT | 1749 | 1749 | 1509 | 1329 | 1329 | 1329 | 1329 | 1329 | 1329 | 1329 | 1329 | 1329 | 1329 | 1329 | 1329 | 529 | 529 | 0 | 0 | 0 | 0 | 0
SA | Peaking Gas+Liquids | 1264.14 | 1264.14 | 1264.14 | 1264.14 | 1264.14 | 1264.14 | 1264.14 | 1264.14 | 1264.14 | 1264.14 | 881.64 | 881.64 | 647.3 | 647.3 | 647.3 | 567.3 | 680.9498 | 827.7274 | 827.7274 | 1177.6903 | 1247.6652 | 1247.6652
SA | Hydro | 0 | 0 | 0 | 0 | 0 | 0 | 0 | 0 | 0 | 0 | 0 | 0 | 0 | 0 | 0 | 0 | 0 | 0 | 0 | 0 | 0 | 0
SA | Dispatchable Storage | 733.285 | 861.9088 | 893.0285 | 1066.9862 | 1266.9724 | 1413.2529 | 1578.8384 | 1629.9645 | 1657.655 | 1701.4874 | 1708.2751 | 1727.063 | 1729.7039 | 1825.8932 | 1895.3917 | 2116.8457 | 2193.5086 | 2237.9764 | 2281.0189 | 2289.7885 | 2267.6719 | 2264.3052
SA | Behind the Meter Storage | 518.285 | 646.9088 | 795.2895 | 835.7607 | 826.8326 | 845.327 | 923.4287 | 990.316 | 1043.5059 | 1111.0216 | 1176.2549 | 1230.0645 | 1272.6891 | 1396.2557 | 1524.9423 | 1590.0422 | 1678.2523 | 1775.8795 | 1876.6275 | 1946.7004 | 1986.486 | 2047.4833
SA | Wind | 2139.71 | 2139.71 | 2139.71 | 2139.71 | 2139.71 | 2139.71 | 2139.71 | 2139.71 | 2139.71 | 2048.96 | 2002.96 | 2002.96 | 2042.96 | 1816.76 | 1816.76 | 1736.26 | 1613.76 | 1547.76 | 1547.76 | 1491.06 | 1452.06 | 1452.06
SA | Solar | 378 | 378 | 378 | 378 | 378 | 378 | 378 | 378 | 378 | 378 | 378 | 378 | 1593 | 1593 | 1593 | 1593 | 1593 | 1593 | 1593 | 1593 | 1593 | 1593
SA | Distributed PV | 1904.4228 | 2017.8128 | 2126.8778 | 2244.4746 | 2318.0964 | 2333.7941 | 2440.0553 | 2523.619 | 2542.8874 | 2586.118 | 2639.0964 | 2681.7223 | 2734.8384 | 2987.9485 | 3188.7567 | 3207.3557 | 3268.4169 | 3370.391 | 3505.5377 | 3581.4729 | 3601.1458 | 3668.2998
Total |  | 8686.8427 | 9057.4803 | 9106.0458 | 9258.0716 | 9522.7515 | 9703.2241 | 10053.1724 | 10254.7495 | 10354.8983 | 10418.727 | 10115.2264 | 10230.4498 | 11349.4915 | 11596.1574 | 11995.1506 | 11339.8036 | 11556.8876 | 11352.7343 | 11631.6715 | 12079.7121 | 12148.0289 | 12272.8135
SA | DSP | 32.99 | 37.0359 | 41.3702 | 45.5242 | 49.726 | 53.825 | 58.1257 | 61.8148 | 66.1765 | 70.8127 | 75.3244 | 80.2075 | 84.595 | 88.0512 | 92.8604 | 97.1121 | 102.3988 | 107.7343 | 112.0587 | 116.6412 | 121.3224 | 127.2525
Total including DSP |  | 8719.8327 | 9094.5162 | 9147.416 | 9303.5958 | 9572.4775 | 9757.0491 | 10111.2981 | 10316.5643 | 10421.0748 | 10489.5397 | 10190.5508 | 10310.6573 | 11434.0865 | 11684.2086 | 12088.011 | 11436.9157 | 11659.2864 | 11460.4686 | 11743.7301 | 12196.3533 | 12269.3513 | 12400.066
Region | Technology | Existing+Committed in 2021 | 2022 | 2023 | 2024 | 2025 | 2026 | 2027 | 2028 | 2029 | 2030 | 2031 | 2032 | 2033 | 2034 | 2035 | 2036 | 2037 | 2038 | 2039 | 2040 | 2041 | 2042
TAS | Black Coal | 0 | 0 | 0 | 0 | 0 | 0 | 0 | 0 | 0 | 0 | 0 | 0 | 0 | 0 | 0 | 0 | 0 | 0 | 0 | 0 | 0 | 0
TAS | Brown Coal | 0 | 0 | 0 | 0 | 0 | 0 | 0 | 0 | 0 | 0 | 0 | 0 | 0 | 0 | 0 | 0 | 0 | 0 | 0 | 0 | 0 | 0
TAS | CCGT | 0 | 0 | 0 | 0 | 0 | 0 | 0 | 0 | 0 | 0 | 0 | 0 | 0 | 0 | 0 | 0 | 0 | 0 | 0 | 0 | 0 | 0
TAS | Peaking Gas+Liquids | 178 | 178 | 178 | 178 | 178 | 178 | 178 | 178 | 178 | 178 | 178 | 178 | 178 | 178 | 178 | 178 | 178 | 178 | 178 | 178 | 58 | 58
TAS | Hydro | 2263.1 | 2263.1 | 2263.1 | 2263.1 | 2263.1 | 2263.1 | 2263.1 | 2263.1 | 2263.1 | 2263.1 | 2263.1 | 2263.1 | 2263.1 | 2263.1 | 2263.1 | 2263.1 | 2263.1 | 2263.1 | 2263.1 | 2263.1 | 2263.1 | 2263.1
TAS | Dispatchable Storage | 45.985 | 57.352 | 54.26 | 62.3436 | 77.7213 | 88.248 | 92.9985 | 99.316 | 106.4896 | 137.9664 | 184.4559 | 219.4574 | 248.6925 | 263.029 | 268.2196 | 274.5532 | 292.7755 | 304.72 | 309.671 | 322.3367 | 349.7273 | 373.7991
TAS | Behind the Meter Storage | 45.985 | 57.352 | 63.644 | 61.1564 | 61.0877 | 62.256 | 62.9675 | 69.51 | 77.0264 | 103.1181 | 142.4346 | 175.0556 | 204.899 | 223.8145 | 235.6929 | 249.1293 | 274.3175 | 294.799 | 309.3315 | 332.4543 | 372.4407 | 411.041
TAS | Wind | 572.95 | 572.95 | 572.95 | 673.7229 | 794.1114 | 923.2157 | 1060.175 | 1149.679 | 1331.2993 | 1471.246 | 1492.95 | 1492.95 | 1492.95 | 1492.95 | 1492.95 | 1492.95 | 1492.95 | 1492.95 | 1492.95 | 1492.95 | 1492.95 | 1492.95
TAS | Solar | 0 | 0 | 0 | 0 | 0 | 0 | 0 | 150 | 150 | 150 | 150 | 150 | 150 | 150 | 150 | 150 | 150 | 150 | 150 | 150 | 150 | 150
TAS | Distributed PV | 198.145 | 217.1823 | 239.6536 | 253.589 | 257.6846 | 260.2463 | 259.6952 | 269.3628 | 284.419 | 335.2157 | 382.1139 | 395.6886 | 411.0082 | 424.1384 | 443.7985 | 458.9904 | 479.0763 | 493.2004 | 494.0495 | 521.8113 | 607.4988 | 680.8669
Total |  | 3304.165 | 3345.9363 | 3371.6076 | 3491.9119 | 3631.705 | 3775.066 | 3916.9363 | 4178.9678 | 4390.3343 | 4638.6462 | 4793.0544 | 4874.2516 | 4948.6497 | 4995.0319 | 5031.761 | 5066.7229 | 5130.2193 | 5176.7694 | 5197.102 | 5260.6523 | 5293.7168 | 5429.7569
TAS | DSP | 29.51 | 29.534 | 29.7935 | 29.971 | 30.0823 | 30.1714 | 30.3648 | 29.8254 | 30.5104 | 31.1286 | 31.2702 | 31.4243 | 31.5199 | 31.6745 | 31.8346 | 31.7536 | 31.9385 | 32.1768 | 32.373 | 32.6063 | 32.7384 | 33.0328
Total including DSP |  | 3333.675 | 3375.4703 | 3401.4011 | 3521.8829 | 3661.7873 | 3805.2374 | 3947.3011 | 4208.7932 | 4420.8447 | 4669.7748 | 4824.3246 | 4905.6759 | 4980.1696 | 5026.7064 | 5063.5956 | 5098.4766 | 5162.1579 | 5208.9462 | 5229.475 | 5293.2585 | 5326.4553 | 5462.7898

## Capacity_2
Installed capacity by technology (MW) - High DER (DP6)
Capacity calculated on 1 July. Years are financial year ending. In early study years some wind and solar projects enter later in the financial year and are reflected in the following financial year's capacity.
Region | Technology | Existing+Committed in 2021 | 2022 | 2023 | 2024 | 2025 | 2026 | 2027 | 2028 | 2029 | 2030 | 2031 | 2032 | 2033 | 2034 | 2035 | 2036 | 2037 | 2038 | 2039 | 2040 | 2041 | 2042
NEM | Black Coal | 18336 | 18336 | 17861 | 16386 | 16386 | 16386 | 16386 | 16386 | 15686 | 14366 | 14366 | 14366 | 11486 | 11486 | 11486 | 7066 | 6366 | 5216 | 5216 | 5216 | 5216 | 5216
NEM | Brown Coal | 4820 | 4820 | 4820 | 4820 | 4820 | 4820 | 4820 | 4820 | 4820 | 4470 | 4120 | 3745 | 3370 | 3370 | 3370 | 3370 | 3370 | 3370 | 3370 | 3370 | 3370 | 3370
NEM | CCGT | 4285.9 | 4285.9 | 4045.9 | 3865.9 | 3865.9 | 3865.9 | 3865.9 | 3865.9 | 3480.9 | 3480.9 | 3480.9 | 3480.9 | 3480.9 | 3480.9 | 3480.9 | 2680.9 | 2680.9 | 2151.9 | 2151.9 | 1508.5 | 1508.5 | 1508.5
NEM | Peaking Gas+Liquids | 6812.873 | 6812.873 | 6812.873 | 6812.873 | 6812.873 | 6812.873 | 6812.873 | 6812.873 | 6812.873 | 6812.873 | 6430.373 | 6430.373 | 6196.033 | 5734.033 | 5617.033 | 5487.033 | 5487.033 | 5487.033 | 5487.033 | 5047.033 | 4927.033 | 4927.033
NEM | Hydro | 6906.5 | 6906.5 | 6906.5 | 6906.5 | 6906.5 | 6906.5 | 6906.5 | 6906.5 | 6906.5 | 6906.5 | 6906.5 | 7296.5 | 7296.5 | 7296.5 | 7296.5 | 7296.5 | 7296.5 | 7210.1 | 7210.1 | 7210.1 | 7210.1 | 7210.1
NEM | Dispatchable Storage | 2893.2 | 3501.167 | 3829.7346 | 4678.2527 | 7766.0931 | 8689.105 | 9490.3696 | 9975.8555 | 10939.6572 | 12254.7507 | 13472.0975 | 14528.5795 | 15249.1561 | 15917.0786 | 16670.5701 | 17460.4774 | 18019.1575 | 19107.1021 | 19637.5984 | 20061.7562 | 20634.5959 | 21160.3187
NEM | Behind the Meter Storage | 1793.2 | 2401.167 | 3178.3669 | 3490.4883 | 3620.3118 | 3900.597 | 4286.1716 | 4770.3325 | 5627.2067 | 6797.5448 | 7986.0442 | 9092.3573 | 9985.0321 | 10927.4788 | 11986.3907 | 12926.2002 | 13870.6989 | 15018.7794 | 16037.1142 | 16996.1133 | 18121.498 | 19289.8112
NEM | Wind | 9005.458 | 9005.458 | 10092.658 | 10193.4309 | 10313.8194 | 10442.9237 | 11336.9294 | 11976.4556 | 13196.2218 | 13571.6744 | 13607.4589 | 13809.8006 | 13916.877 | 13826.862 | 13922.8954 | 18348.4391 | 18575.6759 | 22643.2717 | 22034.2717 | 22156.3262 | 22134.1875 | 22085.8875
NEM | Solar | 5151.711 | 5151.711 | 5941.711 | 5941.711 | 5941.711 | 6061.711 | 6181.711 | 7192.6193 | 8145.2051 | 9192.3613 | 9192.3613 | 9192.3613 | 11350.4746 | 11533.7265 | 11533.7265 | 15438.0149 | 16094.0977 | 17418.1185 | 17267.8185 | 17392.8943 | 19616.6472 | 19616.6472
NEM | Distributed PV | 12518.3775 | 14260.3503 | 15516.7376 | 16672.7185 | 17746.0973 | 18675.1592 | 19670.8261 | 20794.008 | 21862.6681 | 22874.3556 | 24119.412 | 25386.8386 | 26558.5966 | 27700.4359 | 29226.4517 | 30685.0051 | 31909.0706 | 33105.8092 | 33955.7834 | 34736.1756 | 35578.729 | 36502.752
Total |  | 72523.2195 | 75481.1263 | 79005.4811 | 79767.8744 | 84179.3056 | 86560.7689 | 89757.2807 | 93500.5439 | 97477.2319 | 100726.9597 | 103681.1469 | 107328.7103 | 108889.5694 | 111273.0148 | 114590.4674 | 120758.5696 | 123669.1336 | 130728.1139 | 132367.6192 | 133694.8987 | 138317.2906 | 140887.0496
NEM | DSP | 442.51 | 481.9947 | 523.9087 | 563.5537 | 604.8769 | 642.2207 | 683.7217 | 723.7206 | 769.3578 | 813.2293 | 856.8643 | 902.9323 | 945.2407 | 987.7993 | 1036.2071 | 1080.8117 | 1130.9974 | 1182.6764 | 1231.8342 | 1286.6284 | 1339.5566 | 1392.374
Total including DSP |  | 72965.7295 | 75963.121 | 79529.3898 | 80331.4281 | 84784.1825 | 87202.9896 | 90441.0024 | 94224.2645 | 98246.5897 | 101540.189 | 104538.0112 | 108231.6426 | 109834.8101 | 112260.8141 | 115626.6745 | 121839.3814 | 124800.131 | 131910.7903 | 133599.4534 | 134981.5271 | 139656.8472 | 142279.4236
Region | Technology | Existing+Committed in 2021 | 2022 | 2023 | 2024 | 2025 | 2026 | 2027 | 2028 | 2029 | 2030 | 2031 | 2032 | 2033 | 2034 | 2035 | 2036 | 2037 | 2038 | 2039 | 2040 | 2041 | 2042
NSW | Black Coal | 10210 | 10210 | 9735 | 8260 | 8260 | 8260 | 8260 | 8260 | 8260 | 6940 | 6940 | 6940 | 4060 | 4060 | 4060 | 1320 | 1320 | 1320 | 1320 | 1320 | 1320 | 1320
NSW | Brown Coal | 0 | 0 | 0 | 0 | 0 | 0 | 0 | 0 | 0 | 0 | 0 | 0 | 0 | 0 | 0 | 0 | 0 | 0 | 0 | 0 | 0 | 0
NSW | CCGT | 440 | 440 | 440 | 440 | 440 | 440 | 440 | 440 | 440 | 440 | 440 | 440 | 440 | 440 | 440 | 440 | 440 | 440 | 440 | 440 | 440 | 440
NSW | Peaking Gas+Liquids | 1561.233 | 1561.233 | 1561.233 | 1561.233 | 1561.233 | 1561.233 | 1561.233 | 1561.233 | 1561.233 | 1561.233 | 1561.233 | 1561.233 | 1561.233 | 1561.233 | 1561.233 | 1511.233 | 1511.233 | 1511.233 | 1511.233 | 1511.233 | 1511.233 | 1511.233
NSW | Hydro | 2285 | 2285 | 2285 | 2285 | 2285 | 2285 | 2285 | 2285 | 2285 | 2285 | 2285 | 2285 | 2285 | 2285 | 2285 | 2285 | 2285 | 2285 | 2285 | 2285 | 2285 | 2285
NSW | Dispatchable Storage | 657.165 | 804.6185 | 855.584 | 1025.4777 | 3235.9227 | 3424.5773 | 3667.9761 | 3896.4605 | 4401.7209 | 5088.904 | 5651.8874 | 6078.62 | 6327.1224 | 6585.4609 | 6955.8573 | 7416.2237 | 7597.9079 | 8022.128 | 8161.1618 | 8380.5423 | 8742.8826 | 8927.8911
NSW | Behind the Meter Storage | 417.165 | 564.6185 | 722.0455 | 770.5188 | 751.3392 | 807.4607 | 939.7719 | 1131.3406 | 1534.69 | 2099.4144 | 2603.7312 | 3030.0627 | 3334.444 | 3663.5684 | 4108.8204 | 4492.6053 | 4809.1712 | 5160.6647 | 5467.3741 | 5871.4398 | 6410.6973 | 6822.933
NSW | Wind | 1639.46 | 1639.46 | 1866.46 | 1866.46 | 1866.46 | 1866.46 | 1866.46 | 1866.46 | 1866.46 | 1866.46 | 1866.46 | 1866.46 | 1866.46 | 1866.46 | 1866.46 | 3621.9049 | 3575.4049 | 4682.1816 | 4652.1816 | 4652.1816 | 4391.6816 | 4343.3816
NSW | Solar | 1837.317 | 1837.317 | 2217.317 | 2217.317 | 2217.317 | 2217.317 | 2217.317 | 2217.317 | 2217.317 | 2217.317 | 2217.317 | 2217.317 | 3791.7874 | 3791.7874 | 3791.7874 | 7260.5815 | 7441.7874 | 8017.317 | 7867.017 | 7867.017 | 8967.6793 | 8967.6793
NSW | Distributed PV | 3835.3929 | 4544.927 | 4800.6415 | 5191.6256 | 5485.5751 | 5683.3251 | 6032.1792 | 6508.3924 | 7050.9135 | 7630.6787 | 8213.7585 | 8728.8934 | 9162.9035 | 9501.3461 | 10190.983 | 11045.6057 | 11691.6768 | 12170.1018 | 12515.2253 | 13001.2552 | 13307.4297 | 13448.7924
Total |  | 22882.7329 | 23887.1741 | 24483.281 | 23617.632 | 26102.8471 | 26545.3731 | 27269.9372 | 28166.2035 | 29617.3343 | 30129.0071 | 31779.3872 | 33147.586 | 32828.9503 | 33754.8558 | 35260.1411 | 39393.1542 | 40672.1812 | 43608.6261 | 44219.1928 | 45328.6689 | 47376.6035 | 48066.9104
NSW | DSP | 93.24 | 108.9702 | 125.7417 | 141.5464 | 157.576 | 172.5971 | 189.7623 | 205.2943 | 224.6814 | 243.7857 | 261.3059 | 279.5118 | 297.6069 | 315.4147 | 337.184 | 354.2201 | 374.2368 | 395.7139 | 418.2215 | 438.9016 | 460.7186 | 481.5922
Total including DSP |  | 22975.9729 | 23996.1443 | 24609.0227 | 23759.1784 | 26260.4231 | 26717.9702 | 27459.6995 | 28371.4977 | 29842.0158 | 30372.7928 | 32040.6931 | 33427.0978 | 33126.5572 | 34070.2705 | 35597.3251 | 39747.3742 | 41046.4179 | 44004.3399 | 44637.4143 | 45767.5706 | 47837.3221 | 48548.5025
Region | Technology | Existing+Committed in 2021 | 2022 | 2023 | 2024 | 2025 | 2026 | 2027 | 2028 | 2029 | 2030 | 2031 | 2032 | 2033 | 2034 | 2035 | 2036 | 2037 | 2038 | 2039 | 2040 | 2041 | 2042
QLD | Black Coal | 8126 | 8126 | 8126 | 8126 | 8126 | 8126 | 8126 | 8126 | 7426 | 7426 | 7426 | 7426 | 7426 | 7426 | 7426 | 5746 | 5046 | 3896 | 3896 | 3896 | 3896 | 3896
QLD | Brown Coal | 0 | 0 | 0 | 0 | 0 | 0 | 0 | 0 | 0 | 0 | 0 | 0 | 0 | 0 | 0 | 0 | 0 | 0 | 0 | 0 | 0 | 0
QLD | CCGT | 1596.9 | 1596.9 | 1596.9 | 1596.9 | 1596.9 | 1596.9 | 1596.9 | 1596.9 | 1211.9 | 1211.9 | 1211.9 | 1211.9 | 1211.9 | 1211.9 | 1211.9 | 1211.9 | 1211.9 | 1211.9 | 1211.9 | 1068.5 | 1068.5 | 1068.5
QLD | Peaking Gas+Liquids | 1909.5 | 1909.5 | 1909.5 | 1909.5 | 1909.5 | 1909.5 | 1909.5 | 1909.5 | 1909.5 | 1909.5 | 1909.5 | 1909.5 | 1909.5 | 1617.5 | 1500.5 | 1500.5 | 1500.5 | 1500.5 | 1500.5 | 1500.5 | 1500.5 | 1500.5
QLD | Hydro | 152.4 | 152.4 | 152.4 | 152.4 | 152.4 | 152.4 | 152.4 | 152.4 | 152.4 | 152.4 | 152.4 | 152.4 | 152.4 | 152.4 | 152.4 | 152.4 | 152.4 | 66 | 66 | 66 | 66 | 66
QLD | Dispatchable Storage | 1112.705 | 1286.5262 | 1418.0839 | 1735.0488 | 2083.9678 | 2371.9576 | 2599.6313 | 2710.0375 | 2870.5537 | 3025.5409 | 3367.6472 | 3792.1952 | 3959.2965 | 4065.1647 | 4262.6657 | 4433.0315 | 4692.5717 | 5150.4205 | 5332.1871 | 5483.3606 | 5633.9161 | 5813.7187
QLD | Behind the Meter Storage | 542.705 | 716.5262 | 971.2961 | 1123.2422 | 1174.2336 | 1257.111 | 1360.6827 | 1483.7879 | 1649.5774 | 1820.3576 | 2144.866 | 2554.3097 | 2775.9799 | 2957.0594 | 3227.2849 | 3487.1623 | 3843.9259 | 4271.5692 | 4592.0506 | 4897.3029 | 5216.9769 | 5584.6089
QLD | Wind | 676.608 | 676.608 | 1176.608 | 1176.608 | 1176.608 | 1176.608 | 1575.2624 | 1776.608 | 2481.0225 | 2481.0225 | 2481.0225 | 2481.0225 | 2481.0225 | 2481.0225 | 2481.0225 | 4921.608 | 5331.3207 | 7551.605 | 7551.605 | 7551.605 | 7760.0618 | 7760.0618
QLD | Solar | 1971.857 | 1971.857 | 2381.857 | 2381.857 | 2381.857 | 2381.857 | 2381.857 | 3122.7653 | 3955.3511 | 4882.5073 | 4882.5073 | 4882.5073 | 4882.5073 | 4882.5073 | 4882.5073 | 4761.5073 | 4895.8817 | 5266.4455 | 5266.4455 | 5266.4455 | 6336.4847 | 6336.4847
QLD | Distributed PV | 3943.7021 | 4564.1418 | 5014.9472 | 5311.6767 | 5580.3994 | 5905.1848 | 6163.8393 | 6320.1869 | 6445.6726 | 6529.151 | 6801.0067 | 7143.9828 | 7388.5073 | 7582.039 | 7795.65 | 8021.3593 | 8353.439 | 8743.6465 | 8952.1828 | 9060.7659 | 9301.3388 | 9709.1898
Total |  | 20032.3771 | 21000.4593 | 22747.5923 | 23513.2327 | 24181.8658 | 24877.5184 | 25866.0727 | 27198.1856 | 28101.9773 | 29438.3792 | 30376.8496 | 31553.8174 | 32187.1135 | 32375.5929 | 32939.9305 | 34235.4685 | 35027.939 | 37658.0868 | 38368.8711 | 38790.48 | 40779.7783 | 41735.0639
QLD | DSP | 202.14 | 209.0765 | 217.4208 | 224.6334 | 231.458 | 238.3062 | 245.3805 | 254.1702 | 261.4568 | 268.4465 | 275.7043 | 284.2854 | 291.6903 | 299.8223 | 307.888 | 317.3999 | 325.4331 | 334.8069 | 343.0265 | 353.8067 | 362.9769 | 371.5053
Total including DSP |  | 20234.5171 | 21209.5358 | 22965.013 | 23737.8661 | 24413.3239 | 25115.8246 | 26111.4532 | 27452.3558 | 28363.4341 | 29706.8258 | 30652.554 | 31838.1029 | 32478.8038 | 32675.4152 | 33247.8184 | 34552.8684 | 35353.3721 | 37992.8937 | 38711.8976 | 39144.2867 | 41142.7552 | 42106.5692
Region | Technology | Existing+Committed in 2021 | 2022 | 2023 | 2024 | 2025 | 2026 | 2027 | 2028 | 2029 | 2030 | 2031 | 2032 | 2033 | 2034 | 2035 | 2036 | 2037 | 2038 | 2039 | 2040 | 2041 | 2042
VIC | Black Coal | 0 | 0 | 0 | 0 | 0 | 0 | 0 | 0 | 0 | 0 | 0 | 0 | 0 | 0 | 0 | 0 | 0 | 0 | 0 | 0 | 0 | 0
VIC | Brown Coal | 4820 | 4820 | 4820 | 4820 | 4820 | 4820 | 4820 | 4820 | 4820 | 4470 | 4120 | 3745 | 3370 | 3370 | 3370 | 3370 | 3370 | 3370 | 3370 | 3370 | 3370 | 3370
VIC | CCGT | 500 | 500 | 500 | 500 | 500 | 500 | 500 | 500 | 500 | 500 | 500 | 500 | 500 | 500 | 500 | 500 | 500 | 500 | 500 | 0 | 0 | 0
VIC | Peaking Gas+Liquids | 1900 | 1900 | 1900 | 1900 | 1900 | 1900 | 1900 | 1900 | 1900 | 1900 | 1900 | 1900 | 1900 | 1730 | 1730 | 1730 | 1730 | 1730 | 1730 | 1290 | 1290 | 1290
VIC | Hydro | 2206 | 2206 | 2206 | 2206 | 2206 | 2206 | 2206 | 2206 | 2206 | 2206 | 2206 | 2206 | 2206 | 2206 | 2206 | 2206 | 2206 | 2206 | 2206 | 2206 | 2206 | 2206
VIC | Dispatchable Storage | 344.06 | 490.7615 | 608.7781 | 788.3963 | 1101.5088 | 1391.0691 | 1550.9254 | 1640.0771 | 1903.238 | 2300.852 | 2559.8319 | 2711.244 | 2984.3407 | 3177.5307 | 3288.4358 | 3424.3609 | 3484.7258 | 3634.1891 | 3795.8916 | 3828.06 | 3882.7299 | 4022.9365
VIC | Behind the Meter Storage | 269.06 | 415.7615 | 626.0919 | 699.8102 | 806.8187 | 928.4423 | 999.3207 | 1095.378 | 1322.407 | 1663.6331 | 1918.7575 | 2102.8649 | 2397.0201 | 2686.7808 | 2889.6502 | 3107.2611 | 3265.032 | 3515.8671 | 3791.7305 | 3948.2159 | 4134.8971 | 4423.7451
VIC | Wind | 3976.73 | 3976.73 | 4336.93 | 4336.93 | 4336.93 | 4336.93 | 4696.73 | 5056.73 | 5416.73 | 5776.73 | 5776.73 | 5776.73 | 5776.73 | 5724.23 | 5724.23 | 5724.23 | 5724.23 | 5907.03 | 5487.03 | 5295.03 | 5006.73 | 5006.73
VIC | Solar | 964.537 | 964.537 | 964.537 | 964.537 | 964.537 | 1084.537 | 1204.537 | 1324.537 | 1444.537 | 1564.537 | 1564.537 | 1564.537 | 1564.537 | 1564.537 | 1564.537 | 1564.537 | 1564.537 | 1839.4612 | 1839.4612 | 1964.537 | 1964.537 | 1964.537
VIC | Distributed PV | 2636.7146 | 2916.2863 | 3334.6174 | 3671.3526 | 4104.3417 | 4492.6088 | 4775.0571 | 5172.4468 | 5538.7756 | 5793.1922 | 6083.4365 | 6436.5515 | 6861.3392 | 7204.9639 | 7607.2636 | 7951.694 | 8116.4615 | 8328.4695 | 8488.7881 | 8570.8704 | 8761.3159 | 8995.603
Total |  | 17617.1016 | 18190.0763 | 19296.9544 | 19887.0261 | 20740.1363 | 21659.5873 | 22652.5702 | 23715.1689 | 25051.6876 | 26174.9443 | 26629.2928 | 26942.9274 | 27559.967 | 28164.0424 | 28880.1165 | 29578.0831 | 29960.9863 | 31031.0169 | 31208.9014 | 30472.7132 | 30616.2099 | 31279.5517
VIC | DSP | 84.63 | 97.378 | 109.5824 | 121.8787 | 136.0346 | 147.3209 | 160.0883 | 172.6159 | 186.5326 | 199.0557 | 213.2594 | 227.5032 | 239.8286 | 252.8366 | 266.4402 | 280.3259 | 296.9903 | 312.2446 | 326.1545 | 344.6726 | 361.8003 | 378.9913
Total including DSP |  | 17701.7316 | 18287.4543 | 19406.5368 | 20008.9048 | 20876.1708 | 21806.9082 | 22812.6585 | 23887.7848 | 25238.2203 | 26374 | 26842.5522 | 27170.4306 | 27799.7957 | 28416.879 | 29146.5567 | 29858.409 | 30257.9766 | 31343.2615 | 31535.0559 | 30817.3859 | 30978.0102 | 31658.543
Region | Technology | Existing+Committed in 2021 | 2022 | 2023 | 2024 | 2025 | 2026 | 2027 | 2028 | 2029 | 2030 | 2031 | 2032 | 2033 | 2034 | 2035 | 2036 | 2037 | 2038 | 2039 | 2040 | 2041 | 2042
SA | Black Coal | 0 | 0 | 0 | 0 | 0 | 0 | 0 | 0 | 0 | 0 | 0 | 0 | 0 | 0 | 0 | 0 | 0 | 0 | 0 | 0 | 0 | 0
SA | Brown Coal | 0 | 0 | 0 | 0 | 0 | 0 | 0 | 0 | 0 | 0 | 0 | 0 | 0 | 0 | 0 | 0 | 0 | 0 | 0 | 0 | 0 | 0
SA | CCGT | 1749 | 1749 | 1509 | 1329 | 1329 | 1329 | 1329 | 1329 | 1329 | 1329 | 1329 | 1329 | 1329 | 1329 | 1329 | 529 | 529 | 0 | 0 | 0 | 0 | 0
SA | Peaking Gas+Liquids | 1264.14 | 1264.14 | 1264.14 | 1264.14 | 1264.14 | 1264.14 | 1264.14 | 1264.14 | 1264.14 | 1264.14 | 881.64 | 881.64 | 647.3 | 647.3 | 647.3 | 567.3 | 567.3 | 567.3 | 567.3 | 567.3 | 567.3 | 567.3
SA | Hydro | 0 | 0 | 0 | 0 | 0 | 0 | 0 | 0 | 0 | 0 | 0 | 0 | 0 | 0 | 0 | 0 | 0 | 0 | 0 | 0 | 0 | 0
SA | Dispatchable Storage | 733.285 | 861.9088 | 893.0285 | 1066.9862 | 1266.9724 | 1413.2529 | 1578.8384 | 1629.9645 | 1657.655 | 1701.4874 | 1708.2751 | 1727.063 | 1729.7039 | 1825.8932 | 1895.3917 | 1912.3079 | 1951.1767 | 1995.6444 | 2038.6869 | 2047.4566 | 2025.3399 | 2021.9733
SA | Behind the Meter Storage | 518.285 | 646.9088 | 795.2895 | 835.7607 | 826.8326 | 845.327 | 923.4287 | 990.316 | 1043.5059 | 1111.0216 | 1176.2549 | 1230.0645 | 1272.6891 | 1396.2557 | 1524.9423 | 1590.0422 | 1678.2523 | 1775.8795 | 1876.6275 | 1946.7004 | 1986.486 | 2047.4833
SA | Wind | 2139.71 | 2139.71 | 2139.71 | 2139.71 | 2139.71 | 2139.71 | 2139.71 | 2139.71 | 2139.71 | 2048.96 | 2002.96 | 2002.96 | 2002.96 | 1776.76 | 1776.76 | 1857.9652 | 1603.1652 | 1745.7572 | 1586.7572 | 1900.8118 | 2219.0163 | 2219.0163
SA | Solar | 378 | 378 | 378 | 378 | 378 | 378 | 378 | 378 | 378 | 378 | 378 | 378 | 961.6429 | 1144.8948 | 1144.8948 | 1701.389 | 2041.8916 | 2144.8948 | 2144.8948 | 2144.8948 | 2197.9462 | 2197.9462
SA | Distributed PV | 1904.4228 | 2017.8128 | 2126.8778 | 2244.4746 | 2318.0964 | 2333.7941 | 2440.0553 | 2523.619 | 2542.8874 | 2586.118 | 2639.0964 | 2681.7223 | 2734.8384 | 2987.9485 | 3188.7567 | 3207.3557 | 3268.4169 | 3370.391 | 3505.5377 | 3581.4729 | 3601.1458 | 3668.2998
Total |  | 8686.8427 | 9057.4803 | 9106.0458 | 9258.0716 | 9522.7515 | 9703.2241 | 10053.1724 | 10254.7495 | 10354.8983 | 10418.727 | 10115.2264 | 10230.4498 | 10678.1344 | 11108.0522 | 11507.0455 | 11365.36 | 11639.2026 | 11599.867 | 11719.8041 | 12188.6364 | 12597.2342 | 12722.0188
SA | DSP | 32.99 | 37.0359 | 41.3702 | 45.5242 | 49.726 | 53.825 | 58.1257 | 61.8148 | 66.1765 | 70.8127 | 75.3244 | 80.2075 | 84.595 | 88.0512 | 92.8604 | 97.1121 | 102.3988 | 107.7343 | 112.0587 | 116.6412 | 121.3224 | 127.2525
Total including DSP |  | 8719.8327 | 9094.5162 | 9147.416 | 9303.5958 | 9572.4775 | 9757.0491 | 10111.2981 | 10316.5643 | 10421.0748 | 10489.5397 | 10190.5508 | 10310.6573 | 10762.7295 | 11196.1034 | 11599.9058 | 11462.4722 | 11741.6014 | 11707.6013 | 11831.8628 | 12305.2776 | 12718.5566 | 12849.2713
Region | Technology | Existing+Committed in 2021 | 2022 | 2023 | 2024 | 2025 | 2026 | 2027 | 2028 | 2029 | 2030 | 2031 | 2032 | 2033 | 2034 | 2035 | 2036 | 2037 | 2038 | 2039 | 2040 | 2041 | 2042
TAS | Black Coal | 0 | 0 | 0 | 0 | 0 | 0 | 0 | 0 | 0 | 0 | 0 | 0 | 0 | 0 | 0 | 0 | 0 | 0 | 0 | 0 | 0 | 0
TAS | Brown Coal | 0 | 0 | 0 | 0 | 0 | 0 | 0 | 0 | 0 | 0 | 0 | 0 | 0 | 0 | 0 | 0 | 0 | 0 | 0 | 0 | 0 | 0
TAS | CCGT | 0 | 0 | 0 | 0 | 0 | 0 | 0 | 0 | 0 | 0 | 0 | 0 | 0 | 0 | 0 | 0 | 0 | 0 | 0 | 0 | 0 | 0
TAS | Peaking Gas+Liquids | 178 | 178 | 178 | 178 | 178 | 178 | 178 | 178 | 178 | 178 | 178 | 178 | 178 | 178 | 178 | 178 | 178 | 178 | 178 | 178 | 58 | 58
TAS | Hydro | 2263.1 | 2263.1 | 2263.1 | 2263.1 | 2263.1 | 2263.1 | 2263.1 | 2263.1 | 2263.1 | 2263.1 | 2263.1 | 2653.1 | 2653.1 | 2653.1 | 2653.1 | 2653.1 | 2653.1 | 2653.1 | 2653.1 | 2653.1 | 2653.1 | 2653.1
TAS | Dispatchable Storage | 45.985 | 57.352 | 54.26 | 62.3436 | 77.7213 | 88.248 | 92.9985 | 99.316 | 106.4896 | 137.9664 | 184.4559 | 219.4574 | 248.6925 | 263.029 | 268.2196 | 274.5532 | 292.7755 | 304.72 | 309.671 | 322.3367 | 349.7273 | 373.7991
TAS | Behind the Meter Storage | 45.985 | 57.352 | 63.644 | 61.1564 | 61.0877 | 62.256 | 62.9675 | 69.51 | 77.0264 | 103.1181 | 142.4346 | 175.0556 | 204.899 | 223.8145 | 235.6929 | 249.1293 | 274.3175 | 294.799 | 309.3315 | 332.4543 | 372.4407 | 411.041
TAS | Wind | 572.95 | 572.95 | 572.95 | 673.7229 | 794.1114 | 923.2157 | 1058.767 | 1136.9476 | 1292.2994 | 1398.502 | 1480.2865 | 1682.6281 | 1789.7045 | 1978.3895 | 2074.4229 | 2222.731 | 2341.5551 | 2756.6978 | 2756.6978 | 2756.6978 | 2756.6978 | 2756.6978
TAS | Solar | 0 | 0 | 0 | 0 | 0 | 0 | 0 | 150 | 150 | 150 | 150 | 150 | 150 | 150 | 150 | 150 | 150 | 150 | 150 | 150 | 150 | 150
TAS | Distributed PV | 198.145 | 217.1823 | 239.6536 | 253.589 | 257.6846 | 260.2463 | 259.6952 | 269.3628 | 284.419 | 335.2157 | 382.1139 | 395.6886 | 411.0082 | 424.1384 | 443.7985 | 458.9904 | 479.0763 | 493.2004 | 494.0495 | 521.8113 | 607.4988 | 680.8669
Total |  | 3304.165 | 3345.9363 | 3371.6076 | 3491.9119 | 3631.705 | 3775.066 | 3915.5282 | 4166.2365 | 4351.3344 | 4565.9022 | 4780.3908 | 5453.9297 | 5635.4042 | 5870.4714 | 6003.2339 | 6186.5039 | 6368.8245 | 6830.5172 | 6850.8498 | 6914.4001 | 6947.4647 | 7083.5048
TAS | DSP | 29.51 | 29.534 | 29.7935 | 29.971 | 30.0823 | 30.1714 | 30.3648 | 29.8254 | 30.5104 | 31.1286 | 31.2702 | 31.4243 | 31.5199 | 31.6745 | 31.8346 | 31.7536 | 31.9385 | 32.1768 | 32.373 | 32.6063 | 32.7384 | 33.0328
Total including DSP |  | 3333.675 | 3375.4703 | 3401.4011 | 3521.8829 | 3661.7873 | 3805.2374 | 3945.893 | 4196.0619 | 4381.8448 | 4597.0308 | 4811.6611 | 5485.354 | 5666.9241 | 5902.1459 | 6035.0685 | 6218.2575 | 6400.763 | 6862.694 | 6883.2228 | 6947.0063 | 6980.2031 | 7116.5376

## Retirements_1
Remaining capacity of Coal (MW) - High DER (Counterfactual)
Capacity calculated on 1 July. Years are financial year ending.
Region | Technology | 2022 | 2023 | 2024 | 2025 | 2026 | 2027 | 2028 | 2029 | 2030 | 2031 | 2032 | 2033 | 2034 | 2035 | 2036 | 2037 | 2038 | 2039 | 2040 | 2041 | 2042
NSW | Black Coal | 10210 | 9735 | 8260 | 8260 | 8260 | 8260 | 8260 | 8260 | 6940 | 6940 | 6940 | 4060 | 4060 | 4060 | 1320 | 1320 | 1320 | 1320 | 1320 | 1320 | 1320
QLD | Black Coal | 8126 | 8126 | 8126 | 8126 | 8126 | 8126 | 8126 | 7426 | 7426 | 7426 | 7426 | 7426 | 7426 | 7426 | 5746 | 5046 | 3896 | 3896 | 3896 | 3896 | 3896
VIC | Brown Coal | 4820 | 4820 | 4820 | 4820 | 4820 | 4820 | 4820 | 4820 | 4470 | 4120 | 3745 | 3370 | 3370 | 3370 | 3370 | 3370 | 3370 | 3370 | 3370 | 3370 | 3370
SA | 0 | 0 | 0 | 0 | 0 | 0 | 0 | 0 | 0 | 0 | 0 | 0 | 0 | 0 | 0 | 0 | 0 | 0 | 0 | 0 | 0 | 0
TAS | 0 | 0 | 0 | 0 | 0 | 0 | 0 | 0 | 0 | 0 | 0 | 0 | 0 | 0 | 0 | 0 | 0 | 0 | 0 | 0 | 0 | 0
NEM | Total | 23156 | 22681 | 21206 | 21206 | 21206 | 21206 | 21206 | 20506 | 18836 | 18486 | 18111 | 14856 | 14856 | 14856 | 10436 | 9736 | 8586 | 8586 | 8586 | 8586 | 8586
Cumulative Coal Retirement
Region | Technology | 2022 | 2023 | 2024 | 2025 | 2026 | 2027 | 2028 | 2029 | 2030 | 2031 | 2032 | 2033 | 2034 | 2035 | 2036 | 2037 | 2038 | 2039 | 2040 | 2041 | 2042
NSW | Black Coal | 0 | 475 | 1950 | 1950 | 1950 | 1950 | 1950 | 1950 | 3270 | 3270 | 3270 | 6150 | 6150 | 6150 | 8890 | 8890 | 8890 | 8890 | 8890 | 8890 | 8890
QLD | Black Coal | 0 | 0 | 0 | 0 | 0 | 0 | 0 | 700 | 700 | 700 | 700 | 700 | 700 | 700 | 2380 | 3080 | 4230 | 4230 | 4230 | 4230 | 4230
VIC | Brown Coal | 0 | 0 | 0 | 0 | 0 | 0 | 0 | 0 | 350 | 700 | 1075 | 1450 | 1450 | 1450 | 1450 | 1450 | 1450 | 1450 | 1450 | 1450 | 1450
SA | 0 | 0 | 0 | 0 | 0 | 0 | 0 | 0 | 0 | 0 | 0 | 0 | 0 | 0 | 0 | 0 | 0 | 0 | 0 | 0 | 0 | 0
TAS | 0 | 0 | 0 | 0 | 0 | 0 | 0 | 0 | 0 | 0 | 0 | 0 | 0 | 0 | 0 | 0 | 0 | 0 | 0 | 0 | 0 | 0
NEM | Total | 0 | 475 | 1950 | 1950 | 1950 | 1950 | 1950 | 2650 | 4320 | 4670 | 5045 | 8300 | 8300 | 8300 | 12720 | 13420 | 14570 | 14570 | 14570 | 14570 | 14570

## Retirements_2
Remaining capacity of Coal (MW) - High DER (DP6)
Capacity calculated on 1 July. Years are financial year ending.
Region | Technology | 2022 | 2023 | 2024 | 2025 | 2026 | 2027 | 2028 | 2029 | 2030 | 2031 | 2032 | 2033 | 2034 | 2035 | 2036 | 2037 | 2038 | 2039 | 2040 | 2041 | 2042
NSW | Black Coal | 10210 | 9735 | 8260 | 8260 | 8260 | 8260 | 8260 | 8260 | 6940 | 6940 | 6940 | 4060 | 4060 | 4060 | 1320 | 1320 | 1320 | 1320 | 1320 | 1320 | 1320
QLD | Black Coal | 8126 | 8126 | 8126 | 8126 | 8126 | 8126 | 8126 | 7426 | 7426 | 7426 | 7426 | 7426 | 7426 | 7426 | 5746 | 5046 | 3896 | 3896 | 3896 | 3896 | 3896
VIC | Brown Coal | 4820 | 4820 | 4820 | 4820 | 4820 | 4820 | 4820 | 4820 | 4470 | 4120 | 3745 | 3370 | 3370 | 3370 | 3370 | 3370 | 3370 | 3370 | 3370 | 3370 | 3370
SA | 0 | 0 | 0 | 0 | 0 | 0 | 0 | 0 | 0 | 0 | 0 | 0 | 0 | 0 | 0 | 0 | 0 | 0 | 0 | 0 | 0 | 0
TAS | 0 | 0 | 0 | 0 | 0 | 0 | 0 | 0 | 0 | 0 | 0 | 0 | 0 | 0 | 0 | 0 | 0 | 0 | 0 | 0 | 0 | 0
NEM | Total | 23156 | 22681 | 21206 | 21206 | 21206 | 21206 | 21206 | 20506 | 18836 | 18486 | 18111 | 14856 | 14856 | 14856 | 10436 | 9736 | 8586 | 8586 | 8586 | 8586 | 8586
Cumulative Coal Retirement
Region | Technology | 2022 | 2023 | 2024 | 2025 | 2026 | 2027 | 2028 | 2029 | 2030 | 2031 | 2032 | 2033 | 2034 | 2035 | 2036 | 2037 | 2038 | 2039 | 2040 | 2041 | 2042
NSW | Black Coal | 0 | 475 | 1950 | 1950 | 1950 | 1950 | 1950 | 1950 | 3270 | 3270 | 3270 | 6150 | 6150 | 6150 | 8890 | 8890 | 8890 | 8890 | 8890 | 8890 | 8890
QLD | Black Coal | 0 | 0 | 0 | 0 | 0 | 0 | 0 | 700 | 700 | 700 | 700 | 700 | 700 | 700 | 2380 | 3080 | 4230 | 4230 | 4230 | 4230 | 4230
VIC | Brown Coal | 0 | 0 | 0 | 0 | 0 | 0 | 0 | 0 | 350 | 700 | 1075 | 1450 | 1450 | 1450 | 1450 | 1450 | 1450 | 1450 | 1450 | 1450 | 1450
SA | 0 | 0 | 0 | 0 | 0 | 0 | 0 | 0 | 0 | 0 | 0 | 0 | 0 | 0 | 0 | 0 | 0 | 0 | 0 | 0 | 0 | 0
TAS | 0 | 0 | 0 | 0 | 0 | 0 | 0 | 0 | 0 | 0 | 0 | 0 | 0 | 0 | 0 | 0 | 0 | 0 | 0 | 0 | 0 | 0
NEM | Total | 0 | 475 | 1950 | 1950 | 1950 | 1950 | 1950 | 2650 | 4320 | 4670 | 5045 | 8300 | 8300 | 8300 | 12720 | 13420 | 14570 | 14570 | 14570 | 14570 | 14570

## Generation_1
Annual as-generated generation by technology (GWh) - High DER (Counterfactual)
Years are financial year ending.
Region | Technology | 2022 | 2023 | 2024 | 2025 | 2026 | 2027 | 2028 | 2029 | 2030 | 2031 | 2032 | 2033 | 2034 | 2035 | 2036 | 2037 | 2038 | 2039 | 2040 | 2041 | 2042
NEM | Black Coal | 94189.3344 | 90706.3796 | 90400.4524 | 87315.9815 | 87109.9596 | 83710.9993 | 84623.5176 | 77485.6389 | 75414.414 | 78397.3207 | 77910.7275 | 70852.6908 | 72051.2724 | 71960.8511 | 46723.7652 | 43789.3804 | 37559.744 | 37967.4412 | 38118.7461 | 38154.9447 | 38217.5573
NEM | Brown Coal | 31568.7958 | 32940.2884 | 32682.0864 | 31282.6058 | 29624.0132 | 28257.9222 | 30521.9702 | 26892.7623 | 25569.3599 | 25639.1558 | 22031.2246 | 20213.6014 | 20498.5216 | 19967.5354 | 19541.911 | 20068.5222 | 21278.3471 | 20445.9318 | 20688.6268 | 21700.4392 | 19982.8397
NEM | CCGT | 3094.1643 | 3060.6456 | 2693.882 | 2687.1078 | 2534.6382 | 2500.4841 | 2523.2913 | 2504.5525 | 2459.5776 | 2481.4279 | 2493.3704 | 8769.1655 | 8637.3627 | 7828.8288 | 8143.3775 | 8884.1007 | 11817.9228 | 12114.2494 | 10067.434 | 10201.0844 | 10465.9756
NEM | Peaking Gas+Liquids | 73.9519 | 52.4526 | 74.1078 | 96.228 | 87.8392 | 47.8421 | 66.7398 | 82.3212 | 85.1554 | 68.5673 | 92.2216 | 1548.1373 | 1451.3793 | 1438.1362 | 4242.4158 | 4456.2264 | 13498.8224 | 10250.0485 | 12904.57 | 15778.9127 | 15882.4365
NEM | Hydro | 16025.9842 | 13272.0496 | 13061.2631 | 15894.6513 | 13581.0913 | 14633.4589 | 9217.1351 | 15475.8289 | 14548.5937 | 11717.1564 | 12782.9512 | 12390.2777 | 12144.1748 | 13539.2185 | 12182.9058 | 12865.2192 | 8878.0607 | 14678.3102 | 14249.7305 | 11251.7568 | 12270.8504
NEM | Dispatchable Storage | 720.9127 | 815.0268 | 790.6231 | 1346.5603 | 1936.0577 | 2346.0118 | 3139.8418 | 2769.9873 | 3720.6513 | 3199.1989 | 3539.8255 | 5295.3305 | 5097.7743 | 5087.0065 | 7260.752 | 7891.0405 | 7426.4121 | 6719.4157 | 7311.6567 | 7279.7728 | 6749.7021
NEM | Behind the Meter Storage | 1476.9144 | 1734.4357 | 1885.9898 | 2129.5164 | 2438.7158 | 2918.5638 | 3391.8615 | 3987.7678 | 4874.1185 | 5798.3635 | 6723.567 | 7496.4003 | 8185.4893 | 8946.6948 | 9664.3368 | 10498.975 | 11373.7157 | 12204.1085 | 12898.6532 | 13777.8922 | 14762.5073
NEM | Wind | 29257.4514 | 30276.872 | 30934.4496 | 31698.606 | 34090.839 | 36771.1313 | 37310.0359 | 41769.9717 | 43364.178 | 43097.5559 | 45879.8296 | 44400.5048 | 43292.7714 | 44195.4529 | 66269.8966 | 67756.5556 | 64631.4574 | 67035.4071 | 66691.73 | 67198.7289 | 68562.0271
NEM | Solar | 12774.5275 | 15384.0507 | 14970.4559 | 14849.7918 | 15566.3884 | 16510.22 | 18604.9845 | 17899.5234 | 21679.3568 | 22093.6625 | 22707.8861 | 26864.2438 | 27730.0852 | 27549.6113 | 29509.0482 | 29590.2889 | 30632.1927 | 26916.7067 | 28518.553 | 29019.9528 | 29729.9142
NEM | Distributed PV | 19052.3207 | 21146.6215 | 22862.6767 | 24397.4333 | 25833.1034 | 27189.8177 | 28659.8713 | 30126.2104 | 31532.9199 | 33146.1622 | 35022.7654 | 36806.7318 | 38448.9608 | 40344.9809 | 42733.4031 | 44736.8132 | 46393.4762 | 47894.136 | 49200.0822 | 50373.6978 | 51639.9968
Total excluding storage |  | 206036.5302 | 206839.3599 | 207679.3738 | 208222.4055 | 208427.8722 | 209621.8754 | 211527.5456 | 212236.8093 | 214653.5553 | 216641.0086 | 218920.9763 | 221845.3531 | 224254.5282 | 226824.6151 | 229346.7232 | 232147.1065 | 234690.0233 | 237302.231 | 240439.4726 | 243679.5173 | 246751.5974
NEM | DSP | 0 | 0 | 0 | 0.47273 | 0 | 0 | 0 | 0 | 1.8833 | 0 | 0 | 0.83904 | 1.7225 | 1.3487 | 1.5554 | 3.8356 | 1.8332 | 3.117 | 6.2967 | 1.403 | 0.72657
Total including DSP |  | 206036.5302 | 206839.3599 | 207679.3738 | 208222.8782 | 208427.8722 | 209621.8754 | 211527.5456 | 212236.8093 | 214655.4385 | 216641.0086 | 218920.9763 | 221846.1921 | 224256.2507 | 226825.9639 | 229348.2786 | 232150.9422 | 234691.8565 | 237305.3479 | 240445.7693 | 243680.9202 | 246752.324
Region | Technology | 2022 | 2023 | 2024 | 2025 | 2026 | 2027 | 2028 | 2029 | 2030 | 2031 | 2032 | 2033 | 2034 | 2035 | 2036 | 2037 | 2038 | 2039 | 2040 | 2041 | 2042
NSW | Black Coal | 45226.9382 | 43492.9557 | 39073.4725 | 36608.0769 | 36712.2127 | 35032.6163 | 37491.8189 | 34513.6654 | 32782.5334 | 36550.603 | 35647.6055 | 26674.2 | 26674.2 | 26674.2 | 8696.16 | 8672.4 | 8672.4 | 8672.4 | 8696.16 | 8672.4 | 8672.4
NSW | Brown Coal | 0 | 0 | 0 | 0 | 0 | 0 | 0 | 0 | 0 | 0 | 0 | 0 | 0 | 0 | 0 | 0 | 0 | 0 | 0 | 0 | 0
NSW | CCGT | 34.6896 | 34.6896 | 104.3539 | 69.3792 | 69.3792 | 69.3792 | 69.5693 | 69.3792 | 69.3792 | 69.3792 | 69.5693 | 3380.9492 | 3416.6095 | 3309.6499 | 2987.8723 | 3025.738 | 3262.3741 | 3193.409 | 3309.4475 | 3290.704 | 3349.2872
NSW | Peaking Gas+Liquids | 9.3003 | 0.50926 | 12.0496 | 26.1524 | 16.9886 | 13.7571 | 8.5782 | 14.3611 | 41.8894 | 9.4855 | 24.5304 | 815.6232 | 788.102 | 814.0578 | 3300.6197 | 3464.2138 | 7935.3111 | 5761.8341 | 7488.1391 | 8883.79 | 9804.1913
NSW | Hydro | 2222.0468 | 1984.697 | 1907.1471 | 2893.9089 | 1831.2424 | 2239.6057 | 886.4851 | 3501.2833 | 3125.2047 | 1895.6791 | 2205.9963 | 1886.8546 | 1802.6079 | 2707.6499 | 2252.7748 | 2547.5092 | 1154.1622 | 3668.5099 | 3198.1141 | 2005.7414 | 2257.1536
NSW | Dispatchable Storage | 163.938 | 191.7159 | 90.6564 | 365.3864 | 784.2456 | 944.2845 | 1276.7071 | 1037.7004 | 1099.7794 | 1046.0664 | 1156.1934 | 2448.4473 | 2264.3644 | 2186.4286 | 3743.1241 | 3669.3163 | 2781.4722 | 2824.5304 | 2245.1331 | 2305.4507 | 1940.7978
NSW | Behind the Meter Storage | 337.9823 | 392.0744 | 415.0001 | 444.8642 | 499.3693 | 618.9786 | 767.4659 | 1015.776 | 1423.6562 | 1833.1801 | 2200.6512 | 2478.9058 | 2724.7283 | 3014.1605 | 3328.81 | 3630.7897 | 3883.9308 | 4130.8922 | 4389.7523 | 4761.8357 | 5158.4481
NSW | Wind | 4881.3247 | 5465.1581 | 5627.2699 | 5650.2661 | 5921.2469 | 5710.3831 | 5386.974 | 5715.8575 | 5425.1246 | 5654.1976 | 5696.8954 | 7745.558 | 8056.9425 | 8121.8777 | 25042.709 | 25082.4386 | 23799.4828 | 25625.8086 | 23596.6301 | 23970.3491 | 22780.3031
NSW | Solar | 4527.9495 | 5709.0314 | 5521.1756 | 5431.847 | 5727.075 | 5774.2156 | 5766.8822 | 5125.4809 | 5729.4891 | 5883.12 | 6047.0177 | 6229.0443 | 5988.7258 | 5838.6136 | 6227.6837 | 6235.4126 | 6205.3793 | 5557.3373 | 5748.3089 | 5872.1286 | 6032.1631
NSW | Distributed PV | 6055.2829 | 6751.2081 | 7235.2797 | 7719.9906 | 8071.2993 | 8462.5378 | 9060.3787 | 9766.0045 | 10545.9434 | 11377.1283 | 12219.1342 | 13000.269 | 13620.2442 | 14397.0264 | 15743.2703 | 16928.06 | 17694.0328 | 18324.3621 | 18980.1158 | 19557.6304 | 19915.6997
Total excluding storage |  | 62957.5319 | 63438.2493 | 59480.7483 | 58399.621 | 58349.4441 | 57302.4948 | 58670.6863 | 58706.0319 | 57719.5638 | 61439.5928 | 61910.7488 | 59732.4982 | 60347.4319 | 61863.0753 | 64251.0898 | 65955.7722 | 68723.1424 | 70803.661 | 71016.9156 | 72252.7435 | 72811.1979
NSW | DSP | 0 | 0 | 0 | 0.47273 | 0 | 0 | 0 | 0 | 1.8833 | 0 | 0 | 0.83904 | 1.7225 | 1.3487 | 0.22884 | 1.8712 | 0 | 2.0911 | 3.9501 | 0 | 0.49829
Total including DSP |  | 62957.5319 | 63438.2493 | 59480.7483 | 58400.0937 | 58349.4441 | 57302.4948 | 58670.6863 | 58706.0319 | 57721.4471 | 61439.5928 | 61910.7488 | 59733.3372 | 60349.1544 | 61864.424 | 64251.3186 | 65957.6434 | 68723.1424 | 70805.7521 | 71020.8657 | 72252.7435 | 72811.6962
Region | Technology | 2022 | 2023 | 2024 | 2025 | 2026 | 2027 | 2028 | 2029 | 2030 | 2031 | 2032 | 2033 | 2034 | 2035 | 2036 | 2037 | 2038 | 2039 | 2040 | 2041 | 2042
QLD | Black Coal | 48962.3962 | 47213.424 | 51326.9798 | 50707.9046 | 50397.7469 | 48678.3829 | 47131.6987 | 42971.9735 | 42631.8806 | 41846.7177 | 42263.122 | 44178.4908 | 45377.0724 | 45286.6511 | 38027.6052 | 35116.9804 | 28887.344 | 29295.0412 | 29422.5861 | 29482.5447 | 29545.1573
QLD | Brown Coal | 0 | 0 | 0 | 0 | 0 | 0 | 0 | 0 | 0 | 0 | 0 | 0 | 0 | 0 | 0 | 0 | 0 | 0 | 0 | 0 | 0
QLD | CCGT | 1176.4338 | 1176.4338 | 1346.3869 | 1279.37 | 1279.37 | 1279.37 | 1282.8751 | 1232.1536 | 1232.1536 | 1232.1536 | 1235.5293 | 1537.9777 | 1468.1433 | 1540.4764 | 3041.8558 | 3847.6385 | 6943.7687 | 7364.5565 | 6757.9865 | 6910.3804 | 7116.6884
QLD | Peaking Gas+Liquids | 0.7056 | 0 | 0 | 4.924 | 4.3555 | 0 | 0 | 4.6687 | 1.3624 | 0.17443 | 0 | 10.2056 | 7.0486 | 11.2137 | 172.4308 | 246.8247 | 2153.0254 | 2534.1316 | 2902.0531 | 2965.23 | 3333.675
QLD | Hydro | 685.1193 | 682.3503 | 679.5812 | 676.8122 | 674.0432 | 671.2742 | 668.5051 | 665.7361 | 662.9671 | 660.198 | 657.429 | 654.66 | 651.891 | 649.1219 | 646.3529 | 643.5839 | 241.4355 | 240.3922 | 239.349 | 238.3057 | 237.2624
QLD | Dispatchable Storage | 174.0762 | 244.7482 | 244.4612 | 381.7714 | 468.7218 | 566.574 | 1003.4838 | 993.0351 | 1757.8754 | 1058.2332 | 1212.2458 | 1466.6017 | 1445.9925 | 1464.2021 | 1629.4352 | 2323.2895 | 2645.6405 | 2108.9402 | 2272.1153 | 2231.9965 | 2064.5034
QLD | Behind the Meter Storage | 438.8856 | 526.3328 | 603.0698 | 704.8348 | 815.9726 | 974.4748 | 1104.7064 | 1248.2666 | 1412.0456 | 1636.2553 | 1961.7562 | 2214.7053 | 2380.2854 | 2565.8474 | 2773.3845 | 3066.2523 | 3390.8159 | 3695.4165 | 3898.3368 | 4204.0942 | 4528.5209
QLD | Wind | 2306.7854 | 4228.4666 | 4114.3755 | 4057.3971 | 4240.3621 | 6129.1116 | 7329.0587 | 9953.5649 | 9821.8216 | 9714.4826 | 9562.8837 | 9712.8119 | 9350.4923 | 9625.9726 | 13483.642 | 15236.0152 | 14711.6917 | 14609.922 | 14724.6036 | 14840.7839 | 14276.1474
QLD | Solar | 5005.2818 | 6213.3796 | 6131.1274 | 6118.8457 | 6224.2793 | 6727.8853 | 8240.2197 | 8412.6473 | 11438.4121 | 11743.6711 | 12205.4525 | 12456.9733 | 12233.1877 | 12231.7876 | 12630.0262 | 12582.8777 | 12555.6335 | 10474.9737 | 11557.4112 | 11826.6684 | 12293.2601
QLD | Distributed PV | 6264.0582 | 7035.1284 | 7591.2464 | 8008.535 | 8520.7581 | 8978.5159 | 9270.4909 | 9461.9055 | 9620.9141 | 9892.3992 | 10362.8781 | 10773.5567 | 11094.847 | 11401.3867 | 11761.0559 | 12163.3465 | 12691.6838 | 13134.1961 | 13415.5164 | 13674.1951 | 14156.3133
Total excluding storage |  | 64400.7802 | 66549.1826 | 71189.6973 | 70853.7886 | 71340.9149 | 72464.54 | 73922.8482 | 72702.6497 | 75409.5115 | 75089.7967 | 76287.2945 | 79324.6761 | 80182.6823 | 80746.6101 | 79762.9688 | 79837.2669 | 78184.5827 | 77653.2134 | 79019.5059 | 79938.1082 | 80958.5038
QLD | DSP | 0 | 0 | 0 | 0 | 0 | 0 | 0 | 0 | 0 | 0 | 0 | 0 | 0 | 0 | 0 | 1.5039 | 0.95516 | 1.0021 | 2.1228 | 1.373 | 0
Total including DSP |  | 64400.7802 | 66549.1826 | 71189.6973 | 70853.7886 | 71340.9149 | 72464.54 | 73922.8482 | 72702.6497 | 75409.5115 | 75089.7967 | 76287.2945 | 79324.6761 | 80182.6823 | 80746.6101 | 79762.9688 | 79838.7708 | 78185.5378 | 77654.2155 | 79021.6287 | 79939.4812 | 80958.5038
Region | Technology | 2022 | 2023 | 2024 | 2025 | 2026 | 2027 | 2028 | 2029 | 2030 | 2031 | 2032 | 2033 | 2034 | 2035 | 2036 | 2037 | 2038 | 2039 | 2040 | 2041 | 2042
VIC | Black Coal | 0 | 0 | 0 | 0 | 0 | 0 | 0 | 0 | 0 | 0 | 0 | 0 | 0 | 0 | 0 | 0 | 0 | 0 | 0 | 0 | 0
VIC | Brown Coal | 31568.7958 | 32940.2884 | 32682.0864 | 31282.6058 | 29624.0132 | 28257.9222 | 30521.9702 | 26892.7623 | 25569.3599 | 25639.1558 | 22031.2246 | 20213.6014 | 20498.5216 | 19967.5354 | 19541.911 | 20068.5222 | 21278.3471 | 20445.9318 | 20688.6268 | 21700.4392 | 19982.8397
VIC | CCGT | 23.0799 | 10.1824 | 6.7334 | 6.7353 | 16.1998 | 3.6849 | 7.5794 | 7.4444 | 8.4451 | 8.9797 | 17.2125 | 949.3645 | 876.6989 | 211.2129 | 382.1511 | 174.7405 | 1611.78 | 1556.2839 | 0 | 0 | 0
VIC | Peaking Gas+Liquids | 23.4175 | 10.3045 | 3.3657 | 2.4652 | 12.7158 | 1.7015 | 3.1658 | 4.0049 | 5.6003 | 4.6785 | 19.1605 | 88.2324 | 50.664 | 74.5318 | 167.4551 | 146.7173 | 1772.9463 | 433.4669 | 992.4338 | 1968.7202 | 1327.9248
VIC | Hydro | 3111.8146 | 2879.0047 | 2723.5063 | 3424.4431 | 2649.1551 | 3048.9299 | 1843.0324 | 3714.7814 | 3486.7661 | 2741.5906 | 2986.7883 | 2762.1725 | 2611.1446 | 3284.3395 | 2541.1845 | 2923.1605 | 1765.812 | 3560.2707 | 3344.0724 | 2626.6017 | 2860.2758
VIC | Dispatchable Storage | 127.6341 | 132.1002 | 144.4905 | 235.0765 | 297.2449 | 400.5186 | 408.2661 | 351.1952 | 449.7473 | 664.2468 | 728.3459 | 876.3995 | 880.3459 | 905.2869 | 1054.5373 | 1000.6843 | 1042.3081 | 926.6779 | 1977.4617 | 1959.7714 | 1980.6232
VIC | Behind the Meter Storage | 227.0437 | 304.8005 | 353.1969 | 431.1782 | 533.737 | 644.4521 | 740.6996 | 879.843 | 1108.7621 | 1321.354 | 1475.0656 | 1652.391 | 1849.5134 | 2026.2208 | 2155.4377 | 2309.1956 | 2488.9672 | 2680.1859 | 2824.3287 | 2959.421 | 3145.4239
VIC | Wind | 13103.177 | 12468.6554 | 12538.9735 | 12808.7316 | 13469.6579 | 13927.217 | 13997.7154 | 14799.5927 | 16448.3362 | 16085.573 | 18063.5778 | 15815.5197 | 15399.7974 | 15785.061 | 16496.5252 | 16421.9205 | 16020.613 | 16565.9448 | 18260.2283 | 18765.3628 | 21128.5728
VIC | Solar | 2277.0261 | 2452.2246 | 2345.6044 | 2320.1336 | 2649.9143 | 3016.0866 | 3282.1918 | 3132.1265 | 3231.6459 | 3215.4229 | 3190.2991 | 3454.2289 | 5001.8745 | 4926.0118 | 6099.2978 | 6108.0862 | 7196.5477 | 6526.3646 | 6692.6177 | 6824.7598 | 6805.9571
VIC | Distributed PV | 3670.9523 | 4118.2044 | 4608.4741 | 5098.249 | 5609.2687 | 6030.5678 | 6465.0675 | 6942.335 | 7315.5469 | 7666.3875 | 8099.6453 | 8604.3048 | 9080.0142 | 9555.778 | 10049.1579 | 10380.3053 | 10608.1311 | 10851.1817 | 11031.1137 | 11217.0579 | 11478.1045
Total excluding storage |  | 53778.2632 | 54878.8644 | 54908.7437 | 54943.3636 | 54030.9246 | 54286.1098 | 56120.7224 | 55493.0473 | 56065.7004 | 55361.7881 | 54407.9081 | 51887.4241 | 53518.7153 | 53804.4703 | 55277.6825 | 56223.4525 | 60254.1773 | 59939.4443 | 61009.0927 | 63102.9416 | 63583.6747
VIC | DSP | 0 | 0 | 0 | 0 | 0 | 0 | 0 | 0 | 0 | 0 | 0 | 0 | 0 | 0 | 0.84098 | 0 | 0 | 0 | 0 | 0 | 0
Total including DSP |  | 53778.2632 | 54878.8644 | 54908.7437 | 54943.3636 | 54030.9246 | 54286.1098 | 56120.7224 | 55493.0473 | 56065.7004 | 55361.7881 | 54407.9081 | 51887.4241 | 53518.7153 | 53804.4703 | 55278.5235 | 56223.4525 | 60254.1773 | 59939.4443 | 61009.0927 | 63102.9416 | 63583.6747
Region | Technology | 2022 | 2023 | 2024 | 2025 | 2026 | 2027 | 2028 | 2029 | 2030 | 2031 | 2032 | 2033 | 2034 | 2035 | 2036 | 2037 | 2038 | 2039 | 2040 | 2041 | 2042
SA | Black Coal | 0 | 0 | 0 | 0 | 0 | 0 | 0 | 0 | 0 | 0 | 0 | 0 | 0 | 0 | 0 | 0 | 0 | 0 | 0 | 0 | 0
SA | Brown Coal | 0 | 0 | 0 | 0 | 0 | 0 | 0 | 0 | 0 | 0 | 0 | 0 | 0 | 0 | 0 | 0 | 0 | 0 | 0 | 0 | 0
SA | CCGT | 1859.9609 | 1839.3397 | 1236.4078 | 1331.6234 | 1169.6893 | 1148.05 | 1163.2676 | 1195.5753 | 1149.5997 | 1170.9154 | 1171.0593 | 2900.8741 | 2875.911 | 2767.4896 | 1731.4983 | 1835.9837 | 0 | 0 | 0 | 0 | 0
SA | Peaking Gas+Liquids | 40.5286 | 41.6388 | 58.6925 | 62.6865 | 53.7794 | 32.3835 | 54.9958 | 59.2864 | 36.3033 | 54.2288 | 48.5307 | 634.0761 | 605.5647 | 538.3329 | 601.9102 | 598.4707 | 1637.5395 | 1520.6159 | 1521.9441 | 1961.1725 | 1416.6454
SA | Hydro | 0 | 0 | 0 | 0 | 0 | 0 | 0 | 0 | 0 | 0 | 0 | 0 | 0 | 0 | 0 | 0 | 0 | 0 | 0 | 0 | 0
SA | Dispatchable Storage | 247.9349 | 245.548 | 303.943 | 356.8314 | 376.0338 | 425.5705 | 439.6831 | 377.388 | 399.2283 | 413.0918 | 418.7405 | 476.1126 | 473.9972 | 497.8128 | 796.4601 | 864.3707 | 890.2323 | 826.2774 | 793.8124 | 746.6458 | 739.6399
SA | Behind the Meter Storage | 431.0208 | 468.0358 | 475.8194 | 508.752 | 547.5339 | 634.1251 | 727.2993 | 786.3808 | 856.6683 | 907.9337 | 957.9643 | 997.0833 | 1060.3607 | 1157.4151 | 1215.6002 | 1284.1406 | 1380.4299 | 1454.8583 | 1526.6161 | 1566.5929 | 1613.1191
SA | Wind | 6841.1777 | 6065.2472 | 6263.7107 | 6031.1745 | 6620.7658 | 6500.4265 | 5962.1462 | 5998.0076 | 5956.6767 | 5859.4496 | 6343.2432 | 5198.6208 | 4853.6496 | 4587.7653 | 5128.1862 | 4797.6005 | 4132.2358 | 4331.0973 | 4316.0552 | 4140.6568 | 4516.9968
SA | Solar | 964.2702 | 1009.4151 | 972.5485 | 978.9654 | 965.1199 | 992.0325 | 1010.8962 | 939.5985 | 980.7376 | 956.0654 | 971.6443 | 4419.646 | 4190.7345 | 4264.8749 | 4253.8443 | 4376.9052 | 4369.8553 | 4066.2291 | 4220.3536 | 4201.4523 | 4305.8283
SA | Distributed PV | 2799.0043 | 2953.4296 | 3116.0798 | 3247.8694 | 3305.6287 | 3390.8162 | 3530.523 | 3607.3811 | 3662.8524 | 3762.1093 | 3854.003 | 3923.0622 | 4131.5707 | 4448.1657 | 4614.644 | 4677.4576 | 4791.8654 | 4967.0134 | 5137.1371 | 5219.2968 | 5288.8651
Total excluding storage |  | 12504.9417 | 11909.0705 | 11647.4392 | 11652.3192 | 12114.9831 | 12063.7087 | 11721.8287 | 11799.8489 | 11786.1697 | 11802.7685 | 12388.4804 | 17076.2791 | 16657.4304 | 16606.6284 | 16330.0831 | 16286.4177 | 14931.496 | 14884.9556 | 15195.4901 | 15522.5784 | 15528.3355
SA | DSP | 0 | 0 | 0 | 0 | 0 | 0 | 0 | 0 | 0 | 0 | 0 | 0 | 0 | 0 | 0.48556 | 0.46049 | 0.87807 | 0.0238 | 0.22373 | 0.029968 | 0.22827
Total including DSP |  | 12504.9417 | 11909.0705 | 11647.4392 | 11652.3192 | 12114.9831 | 12063.7087 | 11721.8287 | 11799.8489 | 11786.1697 | 11802.7685 | 12388.4804 | 17076.2791 | 16657.4304 | 16606.6284 | 16330.5686 | 16286.8782 | 14932.3741 | 14884.9794 | 15195.7138 | 15522.6083 | 15528.5638
Region | Technology | 2022 | 2023 | 2024 | 2025 | 2026 | 2027 | 2028 | 2029 | 2030 | 2031 | 2032 | 2033 | 2034 | 2035 | 2036 | 2037 | 2038 | 2039 | 2040 | 2041 | 2042
TAS | Black Coal | 0 | 0 | 0 | 0 | 0 | 0 | 0 | 0 | 0 | 0 | 0 | 0 | 0 | 0 | 0 | 0 | 0 | 0 | 0 | 0 | 0
TAS | Brown Coal | 0 | 0 | 0 | 0 | 0 | 0 | 0 | 0 | 0 | 0 | 0 | 0 | 0 | 0 | 0 | 0 | 0 | 0 | 0 | 0 | 0
TAS | CCGT | 0 | 0 | 0 | 0 | 0 | 0 | 0 | 0 | 0 | 0 | 0 | 0 | 0 | 0 | 0 | 0 | 0 | 0 | 0 | 0 | 0
TAS | Peaking Gas+Liquids | 0 | 0 | 0 | 0 | 0 | 0 | 0 | 0 | 0 | 0 | 0 | 0 | 0 | 0 | 0 | 0 | 0 | 0 | 0 | 0 | 0
TAS | Hydro | 10007.0036 | 7725.9975 | 7751.0284 | 8899.4871 | 8426.6507 | 8673.6491 | 5819.1124 | 7594.0281 | 7273.6558 | 6419.6886 | 6932.7375 | 7086.5906 | 7078.5314 | 6898.1072 | 6742.5936 | 6750.9656 | 5716.651 | 7209.1374 | 7468.195 | 6381.108 | 6916.1586
TAS | Dispatchable Storage | 7.3295 | 0.91455 | 7.072 | 7.4946 | 9.8117 | 9.0643 | 11.7017 | 10.6686 | 14.0209 | 17.5608 | 24.2999 | 27.7694 | 33.0743 | 33.2761 | 37.1954 | 33.3797 | 66.759 | 32.9899 | 23.1343 | 35.9085 | 24.1378
TAS | Behind the Meter Storage | 41.982 | 43.1921 | 38.9036 | 39.8872 | 42.103 | 46.533 | 51.6903 | 57.5014 | 72.9863 | 99.6403 | 128.1298 | 153.3148 | 170.6014 | 183.051 | 191.1044 | 208.5968 | 229.5719 | 242.7556 | 259.6193 | 285.9484 | 316.9953
TAS | Wind | 2124.9865 | 2049.3447 | 2390.1201 | 3151.0368 | 3838.8063 | 4503.9931 | 4634.1416 | 5302.949 | 5712.2188 | 5783.8531 | 6213.2295 | 5927.9945 | 5631.8896 | 6074.7763 | 6118.8342 | 6218.5807 | 5967.434 | 5902.6343 | 5794.2128 | 5481.5762 | 5860.0071
TAS | Solar | 0 | 0 | 0 | 0 | 0 | 0 | 304.7945 | 289.6701 | 299.0721 | 295.383 | 293.4725 | 304.3513 | 315.5627 | 288.3234 | 298.1963 | 287.007 | 304.7768 | 291.802 | 299.8615 | 294.9438 | 292.7055
TAS | Distributed PV | 263.0231 | 288.6509 | 311.5967 | 322.7893 | 326.1486 | 327.3799 | 333.4113 | 348.5843 | 387.6632 | 448.1378 | 487.105 | 505.5392 | 522.2846 | 542.6242 | 565.2751 | 587.6438 | 607.7632 | 617.3828 | 636.1991 | 705.5176 | 801.0142
Total excluding storage |  | 12395.0132 | 10063.9931 | 10452.7453 | 12373.3131 | 12591.6056 | 13505.0221 | 11091.4599 | 13535.2315 | 13672.6099 | 12947.0626 | 13926.5445 | 13824.4755 | 13548.2683 | 13803.8311 | 13724.8991 | 13844.1972 | 12596.625 | 14020.9566 | 14198.4684 | 12863.1456 | 13869.8853
TAS | DSP | 0 | 0 | 0 | 0 | 0 | 0 | 0 | 0 | 0 | 0 | 0 | 0 | 0 | 0 | 0 | 0 | 0 | 0 | 0 | 0 | 0
Total including DSP |  | 12395.0132 | 10063.9931 | 10452.7453 | 12373.3131 | 12591.6056 | 13505.0221 | 11091.4599 | 13535.2315 | 13672.6099 | 12947.0626 | 13926.5445 | 13824.4755 | 13548.2683 | 13803.8311 | 13724.8991 | 13844.1972 | 12596.625 | 14020.9566 | 14198.4684 | 12863.1456 | 13869.8853
Pump Load (GWh) - High DER (Counterfactual)
Region | Technology | 2022 | 2023 | 2024 | 2025 | 2026 | 2027 | 2028 | 2029 | 2030 | 2031 | 2032 | 2033 | 2034 | 2035 | 2036 | 2037 | 2038 | 2039 | 2040 | 2041 | 2042
NEM | Dispatchable Storage Load | -882.7825 | -1156.8729 | -1045.1849 | -1790.5063 | -2392.9094 | -2958.2366 | -4031.48 | -3479.6834 | -4727.4975 | -3984.3017 | -4411.1142 | -6648.5872 | -6293.3046 | -6272.2279 | -9684.6711 | -10415.7192 | -9665.9006 | -8729.1428 | -9337.7096 | -9268.8722 | -8551.9896
NEM | Behind the Meter Storage Load | -1737.0549 | -2039.9283 | -2217.7303 | -2504.7568 | -2868.0305 | -3432.2071 | -3989.2477 | -4689.6255 | -5732.8237 | -6818.8305 | -7907.7191 | -8816.1597 | -9624.406 | -10522.9199 | -11365.0158 | -12345.6225 | -13375.8624 | -14351.1686 | -15171.1444 | -16201.7163 | -17362.3924
Total |  | -2619.8374 | -3196.8013 | -3262.9153 | -4295.263 | -5260.9399 | -6390.4437 | -8020.7277 | -8169.3089 | -10460.3212 | -10803.1322 | -12318.8334 | -15464.7469 | -15917.7106 | -16795.1478 | -21049.6869 | -22761.3416 | -23041.763 | -23080.3114 | -24508.854 | -25470.5884 | -25914.3821
Region | Technology | 2022 | 2023 | 2024 | 2025 | 2026 | 2027 | 2028 | 2029 | 2030 | 2031 | 2032 | 2033 | 2034 | 2035 | 2036 | 2037 | 2038 | 2039 | 2040 | 2041 | 2042
NSW | Dispatchable Storage Load | -222.8294 | -415.0628 | -216.0415 | -626.5378 | -1033.2221 | -1298.5702 | -1767.8204 | -1358.0533 | -1443.5467 | -1396.8161 | -1551.0272 | -3210.7481 | -2891.7832 | -2794.836 | -5428.4529 | -5276.6388 | -4036.2176 | -4036.7718 | -3152.9997 | -3217.3016 | -2707.9192
NSW | Behind the Meter Storage Load | -397.5431 | -461.131 | -488.0911 | -523.3131 | -587.3786 | -728.0205 | -902.6014 | -1194.3262 | -1674.4291 | -2155.5784 | -2588.3327 | -2915.2469 | -3204.3286 | -3545.5744 | -3915.2827 | -4270.2486 | -4567.4867 | -4856.597 | -5163.0823 | -5599.0391 | -6067.1468
Total |  | -620.3724 | -876.1938 | -704.1326 | -1149.8509 | -1620.6006 | -2026.5908 | -2670.4218 | -2552.3796 | -3117.9759 | -3552.3945 | -4139.3598 | -6125.995 | -6096.1118 | -6340.4104 | -9343.7356 | -9546.8875 | -8603.7043 | -8893.3688 | -8316.082 | -8816.3406 | -8775.0661
Region | Technology | 2022 | 2023 | 2024 | 2025 | 2026 | 2027 | 2028 | 2029 | 2030 | 2031 | 2032 | 2033 | 2034 | 2035 | 2036 | 2037 | 2038 | 2039 | 2040 | 2041 | 2042
QLD | Dispatchable Storage Load | -205.6667 | -292.8738 | -289.8435 | -455.5156 | -552.8737 | -673.3515 | -1248.9017 | -1249.3541 | -2261.9018 | -1300.5224 | -1474.5852 | -1809.8517 | -1771.7505 | -1785.2241 | -2006.7464 | -2864.4377 | -3248.3111 | -2560.8574 | -2775.2635 | -2726.7613 | -2507.089
QLD | Behind the Meter Storage Load | -516.2927 | -619.0729 | -709.3232 | -829.0383 | -959.7803 | -1146.0023 | -1299.2537 | -1468.1524 | -1660.8716 | -1924.1369 | -2307.6033 | -2604.4903 | -2799.2637 | -3017.7014 | -3261.9903 | -3605.5124 | -3987.4532 | -4345.8522 | -4584.8574 | -4943.2423 | -5326.8381
Total |  | -721.9594 | -911.9467 | -999.1667 | -1284.554 | -1512.654 | -1819.3538 | -2548.1554 | -2717.5064 | -3922.7734 | -3224.6593 | -3782.1886 | -4414.342 | -4571.0142 | -4802.9254 | -5268.7368 | -6469.95 | -7235.7643 | -6906.7096 | -7360.1209 | -7670.0036 | -7833.9271
Region | Technology | 2022 | 2023 | 2024 | 2025 | 2026 | 2027 | 2028 | 2029 | 2030 | 2031 | 2032 | 2033 | 2034 | 2035 | 2036 | 2037 | 2038 | 2039 | 2040 | 2041 | 2042
VIC | Dispatchable Storage Load | -151.3653 | -156.5334 | -170.9074 | -277.6194 | -350.7032 | -472.4251 | -481.4896 | -413.8931 | -532.2708 | -779.9857 | -860.6471 | -1032.4205 | -1032.7241 | -1064.9449 | -1245.2756 | -1186.1014 | -1227.6078 | -1095.3853 | -2421.5959 | -2379.007 | -2414.3276
VIC | Behind the Meter Storage Load | -266.9918 | -358.5118 | -415.1753 | -507.0819 | -627.4345 | -757.6454 | -871.2437 | -1035.0032 | -1304.4305 | -1554.1773 | -1734.4571 | -1943.4625 | -2173.5959 | -2382.9835 | -2533.4298 | -2714.2364 | -2927.4953 | -3152.9718 | -3323.1057 | -3480.944 | -3698.6029
Total |  | -418.3572 | -515.0453 | -586.0828 | -784.7014 | -978.1378 | -1230.0705 | -1352.7334 | -1448.8963 | -1836.7013 | -2334.163 | -2595.1042 | -2975.883 | -3206.32 | -3447.9284 | -3778.7055 | -3900.3378 | -4155.1031 | -4248.3571 | -5744.7015 | -5859.9511 | -6112.9304
Region | Technology | 2022 | 2023 | 2024 | 2025 | 2026 | 2027 | 2028 | 2029 | 2030 | 2031 | 2032 | 2033 | 2034 | 2035 | 2036 | 2037 | 2038 | 2039 | 2040 | 2041 | 2042
SA | Dispatchable Storage Load | -294.2144 | -291.3366 | -360.1483 | -422.0147 | -444.5669 | -503.1063 | -519.623 | -445.8292 | -473.1338 | -486.4646 | -496.2603 | -562.628 | -558.4111 | -588.0785 | -960.4384 | -1048.9738 | -1075.5316 | -997.3207 | -960.3263 | -903.8699 | -894.2577
SA | Behind the Meter Storage Load | -506.9138 | -550.4597 | -559.4737 | -598.4538 | -643.9794 | -745.8771 | -855.3955 | -924.5564 | -1007.3078 | -1067.8266 | -1126.7174 | -1172.7212 | -1246.7639 | -1361.468 | -1429.7055 | -1510.4744 | -1623.5313 | -1710.3512 | -1794.9084 | -1842.3928 | -1897.1964
Total |  | -801.1282 | -841.7964 | -919.622 | -1020.4685 | -1088.5463 | -1248.9834 | -1375.0185 | -1370.3856 | -1480.4415 | -1554.2912 | -1622.9778 | -1735.3492 | -1805.175 | -1949.5465 | -2390.1439 | -2559.4482 | -2699.0629 | -2707.6719 | -2755.2347 | -2746.2627 | -2791.4541
Region | Technology | 2022 | 2023 | 2024 | 2025 | 2026 | 2027 | 2028 | 2029 | 2030 | 2031 | 2032 | 2033 | 2034 | 2035 | 2036 | 2037 | 2038 | 2039 | 2040 | 2041 | 2042
TAS | Dispatchable Storage Load | -8.7068 | -1.0662 | -8.2442 | -8.8188 | -11.5435 | -10.7835 | -13.6452 | -12.5537 | -16.6444 | -20.513 | -28.5944 | -32.9388 | -38.6357 | -39.1445 | -43.7577 | -39.5675 | -78.2325 | -38.8075 | -27.5242 | -41.9324 | -28.3961
TAS | Behind the Meter Storage Load | -49.3134 | -50.7529 | -45.6669 | -46.8696 | -49.4577 | -54.6617 | -60.7533 | -67.5873 | -85.7847 | -117.1112 | -150.6086 | -180.2388 | -200.454 | -215.1926 | -224.6074 | -245.1506 | -269.8959 | -285.3965 | -305.1906 | -336.0981 | -372.6082
Total |  | -58.0202 | -51.8191 | -53.9111 | -55.6883 | -61.0012 | -65.4452 | -74.3985 | -80.141 | -102.4291 | -137.6242 | -179.2031 | -213.1776 | -239.0897 | -254.3371 | -268.3651 | -284.7181 | -348.1284 | -324.204 | -332.7148 | -378.0304 | -401.0043

## Generation_2
Annual as-generated generation by technology (GWh) - High DER (DP6)
Years are financial year ending.
Region | Technology | 2022 | 2023 | 2024 | 2025 | 2026 | 2027 | 2028 | 2029 | 2030 | 2031 | 2032 | 2033 | 2034 | 2035 | 2036 | 2037 | 2038 | 2039 | 2040 | 2041 | 2042
NEM | Black Coal | 94189.3344 | 90312.9117 | 89923.5712 | 85445.6924 | 84012.9614 | 80056.3074 | 82246.3057 | 73209.5523 | 72217.5393 | 76225.1001 | 72475.7729 | 73887.2685 | 75727.6039 | 73130.6968 | 46752.0539 | 42693.3539 | 34030.1275 | 34772.3227 | 35560.7201 | 34132.9891 | 33342.6798
NEM | Brown Coal | 31568.7004 | 33310.4619 | 33108.3692 | 33604.6983 | 33446.3789 | 31320.2544 | 33076.0569 | 30590.8468 | 28183.8612 | 27581.6947 | 24041.2266 | 22612.429 | 22842.5337 | 22138.1855 | 23133.1766 | 22889.6438 | 22410.3966 | 23088.766 | 23088.707 | 22598.0372 | 22498.1428
NEM | CCGT | 3094.1643 | 3060.6335 | 2693.871 | 1924.1754 | 1927.2764 | 1922.5345 | 1929.1057 | 1873.9231 | 1873.8425 | 1874.0474 | 1880.658 | 1871.4794 | 1871.4794 | 1871.4794 | 2121.5074 | 1975.4142 | 5243.4021 | 1921.6901 | 2224.8836 | 4141.7117 | 1806.5503
NEM | Peaking Gas+Liquids | 73.9519 | 51.9392 | 71.7372 | 30.6262 | 10.0685 | 1.0881 | 1.3618 | 7.152 | 5.6393 | 2.9289 | 5.4792 | 1.746 | 5.502 | 23.0537 | 55.2855 | 114.6134 | 948.1129 | 264.1677 | 149.57 | 833.9762 | 102.0982
NEM | Hydro | 16025.9842 | 13289.2176 | 13105.655 | 16205.142 | 13849.0713 | 15464.8873 | 9357.1837 | 16154.1081 | 15272.3145 | 11858.3028 | 15451.134 | 13217.1966 | 12762.0294 | 15267.5537 | 14436.9896 | 16526.0915 | 9792.3912 | 17372.7414 | 15780.7702 | 12545.4347 | 15580.4673
NEM | Dispatchable Storage | 720.0974 | 824.9319 | 806.1199 | 1401.7536 | 2739.0496 | 2704.5634 | 3841.6225 | 3145.6654 | 4228.7944 | 3735.7717 | 4053.1806 | 6697.5218 | 6402.8915 | 5704.0233 | 8485.7525 | 8584.3393 | 10078.0263 | 9517.2682 | 8934.8822 | 10029.9582 | 10217.8475
NEM | Behind the Meter Storage | 1476.9144 | 1734.4357 | 1885.9898 | 2129.5164 | 2438.7158 | 2918.5638 | 3391.8615 | 3987.7678 | 4874.1185 | 5798.3635 | 6723.567 | 7496.4003 | 8185.4893 | 8946.6948 | 9664.3368 | 10498.975 | 11373.7157 | 12204.1085 | 12898.6532 | 13777.8922 | 14762.5073
NEM | Wind | 29257.4514 | 30353.5782 | 31007.2326 | 32083.6173 | 34567.5333 | 37976.5547 | 38179.3665 | 42573.1811 | 44045.5859 | 44001.1208 | 47580.0101 | 44523.912 | 43941.5338 | 45299.2291 | 61946.1031 | 63048.4218 | 73519.5826 | 75139.9043 | 75047.3446 | 73740.7955 | 75118.5867
NEM | Solar | 12774.5275 | 15384.0507 | 14970.4559 | 14849.7918 | 15587.1496 | 16088.9151 | 18757.1928 | 18365.8601 | 22101.8845 | 22443.7956 | 23139.8304 | 29876.1228 | 29541.0074 | 29259.1445 | 40640.0717 | 42485.3439 | 45556.623 | 39846.4325 | 42244.2249 | 48823.8415 | 50435.082
NEM | Distributed PV | 19052.3207 | 21146.6215 | 22862.6767 | 24397.4333 | 25833.1034 | 27189.8177 | 28659.8713 | 30126.2104 | 31532.9199 | 33146.1622 | 35022.7654 | 36806.7318 | 38448.9608 | 40344.9809 | 42733.4031 | 44736.8132 | 46393.4762 | 47894.136 | 49200.0822 | 50373.6978 | 51639.9968
Total excluding storage |  | 206036.4349 | 206909.4143 | 207743.5688 | 208541.1766 | 209233.5429 | 210020.3591 | 212206.4444 | 212900.8339 | 215233.5872 | 217133.1524 | 219596.8766 | 222796.886 | 225140.6504 | 227334.3236 | 231818.5909 | 234469.6956 | 237894.1121 | 240300.1606 | 243296.3026 | 247190.4838 | 250523.6038
NEM | DSP | 0 | 0 | 0 | 0.47273 | 0 | 0 | 0 | 0 | 1.8833 | 0 | 0 | 0.83904 | 1.7225 | 1.3487 | 1.5554 | 3.8356 | 1.8332 | 3.117 | 6.2967 | 1.403 | 0.72657
Total including DSP |  | 206036.4349 | 206909.4143 | 207743.5688 | 208541.6493 | 209233.5429 | 210020.3591 | 212206.4444 | 212900.8339 | 215235.4705 | 217133.1524 | 219596.8766 | 222797.725 | 225142.3729 | 227335.6723 | 231820.1463 | 234473.5312 | 237895.9453 | 240303.2775 | 243302.5993 | 247191.8867 | 250524.3304
Region | Technology | 2022 | 2023 | 2024 | 2025 | 2026 | 2027 | 2028 | 2029 | 2030 | 2031 | 2032 | 2033 | 2034 | 2035 | 2036 | 2037 | 2038 | 2039 | 2040 | 2041 | 2042
NSW | Black Coal | 45226.9382 | 43290.9722 | 38823.8934 | 35888.3947 | 34810.4893 | 33826.2477 | 35932.8525 | 31742.9374 | 30989.1993 | 35085.2708 | 31278.7932 | 26584.2984 | 26674.2 | 25677.4625 | 8176.7787 | 8591.8306 | 8470.8221 | 8546.5827 | 8696.16 | 8512.5082 | 8055.4348
NSW | Brown Coal | 0 | 0 | 0 | 0 | 0 | 0 | 0 | 0 | 0 | 0 | 0 | 0 | 0 | 0 | 0 | 0 | 0 | 0 | 0 | 0 | 0
NSW | CCGT | 34.6896 | 34.6896 | 104.3539 | 65.5248 | 65.5248 | 65.5248 | 65.7043 | 65.5248 | 65.5248 | 65.5248 | 65.7043 | 65.5248 | 65.5248 | 65.5248 | 148.0234 | 116.0943 | 1534.2179 | 230.7109 | 341.9774 | 1352.7276 | 279.8544
NSW | Peaking Gas+Liquids | 9.3003 | 0.011066 | 9.6939 | 23.4031 | 0 | 0 | 0 | 0 | 0 | 0 | 0.58586 | 0 | 4.4872 | 12.825 | 25.1714 | 61.8179 | 207.3189 | 72.265 | 51.2998 | 199.3086 | 28.959
NSW | Hydro | 2222.0468 | 2001.8651 | 1926.423 | 2972.9507 | 1941.6205 | 2329.1509 | 1026.5337 | 3582.5169 | 3231.4856 | 1982.4215 | 2316.9973 | 2210.6788 | 2024.7431 | 2911.4831 | 2849.6152 | 3172.2636 | 2067.272 | 4283.5721 | 3918.0768 | 3021.0724 | 3196.8313
NSW | Dispatchable Storage | 163.938 | 196.2243 | 98.4964 | 414.5503 | 1529.7754 | 1405.1087 | 1954.5134 | 1260.7219 | 1406.2313 | 1529.5377 | 1712.7087 | 3907.2742 | 3712.364 | 2906.2382 | 5213.2916 | 5223.8235 | 6118.3054 | 5869.2092 | 5378.0205 | 6258.3991 | 6408.5421
NSW | Behind the Meter Storage | 337.9823 | 392.0744 | 415.0001 | 444.8642 | 499.3693 | 618.9786 | 767.4659 | 1015.776 | 1423.6562 | 1833.1801 | 2200.6512 | 2478.9058 | 2724.7283 | 3014.1605 | 3328.81 | 3630.7897 | 3883.9308 | 4130.8922 | 4389.7523 | 4761.8357 | 5158.4481
NSW | Wind | 4881.3247 | 5465.977 | 5626.7252 | 5639.6941 | 5921.2469 | 5706.8459 | 5376.4122 | 5708.254 | 5414.6316 | 5640.0906 | 5677.6984 | 5315.9447 | 5576.3478 | 5561.8403 | 11150.2167 | 10781.9425 | 13490.1454 | 15045.2496 | 13844.2138 | 13350.7924 | 12654.986
NSW | Solar | 4527.9495 | 5709.0314 | 5521.1756 | 5431.847 | 5727.075 | 5774.2156 | 5766.8822 | 5125.4809 | 5302.5502 | 5437.8332 | 5561.9202 | 9995.6658 | 9696.0253 | 9430.8754 | 19189.3949 | 19664.3838 | 20951.5936 | 18275.1465 | 18975.1933 | 22634.5969 | 23288.5922
NSW | Distributed PV | 6055.2829 | 6751.2081 | 7235.2797 | 7719.9906 | 8071.2993 | 8462.5378 | 9060.3787 | 9766.0045 | 10545.9434 | 11377.1283 | 12219.1342 | 13000.269 | 13620.2442 | 14397.0264 | 15743.2703 | 16928.06 | 17694.0328 | 18324.3621 | 18980.1158 | 19557.6304 | 19915.6997
Total excluding storage |  | 62957.5319 | 63253.7545 | 59247.5448 | 57741.805 | 56537.2558 | 56164.5227 | 57228.7636 | 55990.7185 | 55549.3349 | 59588.2692 | 57120.8334 | 57172.3815 | 57661.5723 | 58057.0375 | 57282.4705 | 59316.3926 | 64415.4026 | 64777.8889 | 64807.0369 | 68628.6363 | 67420.3574
NSW | DSP | 0 | 0 | 0 | 0.47273 | 0 | 0 | 0 | 0 | 1.8833 | 0 | 0 | 0.83904 | 1.7225 | 1.3487 | 0.22884 | 1.8712 | 0 | 2.0911 | 3.9501 | 0 | 0.49829
Total including DSP |  | 62957.5319 | 63253.7545 | 59247.5448 | 57742.2777 | 56537.2558 | 56164.5227 | 57228.7636 | 55990.7185 | 55551.2181 | 59588.2692 | 57120.8334 | 57173.2205 | 57663.2948 | 58058.3863 | 57282.6993 | 59318.2638 | 64415.4026 | 64779.9801 | 64810.987 | 68628.6363 | 67420.8557
Region | Technology | 2022 | 2023 | 2024 | 2025 | 2026 | 2027 | 2028 | 2029 | 2030 | 2031 | 2032 | 2033 | 2034 | 2035 | 2036 | 2037 | 2038 | 2039 | 2040 | 2041 | 2042
QLD | Black Coal | 48962.3962 | 47021.9395 | 51099.6778 | 49557.2977 | 49202.4721 | 46230.0597 | 46313.4532 | 41466.6149 | 41228.34 | 41139.8293 | 41196.9796 | 47302.97 | 49053.4039 | 47453.2343 | 38575.2752 | 34101.5233 | 25559.3054 | 26225.7399 | 26864.5601 | 25620.4809 | 25287.2451
QLD | Brown Coal | 0 | 0 | 0 | 0 | 0 | 0 | 0 | 0 | 0 | 0 | 0 | 0 | 0 | 0 | 0 | 0 | 0 | 0 | 0 | 0 | 0
QLD | CCGT | 1176.4338 | 1176.4338 | 1346.3869 | 1309.0436 | 1309.0436 | 1309.0436 | 1312.63 | 1258.4546 | 1258.4546 | 1258.4546 | 1261.9024 | 1258.4546 | 1258.4546 | 1258.4546 | 1496.8529 | 1394.6678 | 3514.6396 | 1666.6335 | 1882.9062 | 2788.9841 | 1526.6959
QLD | Peaking Gas+Liquids | 0.7056 | 0 | 0 | 3.3373 | 0 | 0 | 0 | 4.7307 | 1.3869 | 1.5671 | 0 | 0 | 1.0149 | 10.2287 | 6.899 | 38.976 | 75.5695 | 62.3962 | 31.9342 | 131.4322 | 22.363
QLD | Hydro | 685.1193 | 682.3503 | 679.5812 | 676.8122 | 674.0432 | 671.2742 | 668.5051 | 665.7361 | 662.9671 | 660.198 | 657.429 | 654.66 | 651.891 | 649.1219 | 646.3529 | 643.5839 | 241.4355 | 240.3922 | 239.349 | 238.3057 | 237.2624
QLD | Dispatchable Storage | 174.0762 | 246.0795 | 251.4029 | 415.6889 | 481.3417 | 509.3488 | 1000.6597 | 1027.2547 | 1853.6463 | 1078.8792 | 1239.9345 | 1352.3946 | 1331.4413 | 1371.5768 | 1636.4689 | 1725.5021 | 2273.011 | 2043.5143 | 2105.554 | 2266.4277 | 2243.9193
QLD | Behind the Meter Storage | 438.8856 | 526.3328 | 603.0698 | 704.8348 | 815.9726 | 974.4748 | 1104.7064 | 1248.2666 | 1412.0456 | 1636.2553 | 1961.7562 | 2214.7053 | 2380.2854 | 2565.8474 | 2773.3845 | 3066.2523 | 3390.8159 | 3695.4165 | 3898.3368 | 4204.0942 | 4528.5209
QLD | Wind | 2306.7854 | 4228.3141 | 4114.4597 | 4052.8232 | 4238.0498 | 6599.6681 | 7328.6005 | 9709.12 | 9457.754 | 9329.2886 | 9195.2843 | 9653.969 | 9196.6939 | 9423.5631 | 18033.2597 | 20169.2854 | 27453.8083 | 27608.2936 | 27537.1096 | 28051.9529 | 27177.0668
QLD | Solar | 5005.2818 | 6213.3796 | 6131.1274 | 6118.8457 | 6224.2793 | 6257.3289 | 8240.6778 | 8657.0922 | 11802.4798 | 12043.1553 | 12621.1936 | 12914.1956 | 12689.4773 | 12708.3007 | 12744.4814 | 13055.7751 | 13893.8689 | 11654.7306 | 12840.6044 | 15728.4426 | 16592.0939
QLD | Distributed PV | 6264.0582 | 7035.1284 | 7591.2464 | 8008.535 | 8520.7581 | 8978.5159 | 9270.4909 | 9461.9055 | 9620.9141 | 9892.3992 | 10362.8781 | 10773.5567 | 11094.847 | 11401.3867 | 11761.0559 | 12163.3465 | 12691.6838 | 13134.1961 | 13415.5164 | 13674.1951 | 14156.3133
Total excluding storage |  | 64400.7802 | 66357.5458 | 70962.4794 | 69726.6947 | 70168.646 | 70045.8903 | 73134.3575 | 71223.654 | 74032.2964 | 74324.8921 | 75295.667 | 82557.8059 | 83945.7825 | 82904.29 | 83264.177 | 81567.158 | 83430.311 | 80592.3821 | 82811.9799 | 86233.7935 | 84999.0404
QLD | DSP | 0 | 0 | 0 | 0 | 0 | 0 | 0 | 0 | 0 | 0 | 0 | 0 | 0 | 0 | 0 | 1.5039 | 0.95516 | 1.0021 | 2.1228 | 1.373 | 0
Total including DSP |  | 64400.7802 | 66357.5458 | 70962.4794 | 69726.6947 | 70168.646 | 70045.8903 | 73134.3575 | 71223.654 | 74032.2964 | 74324.8921 | 75295.667 | 82557.8059 | 83945.7825 | 82904.29 | 83264.177 | 81568.662 | 83431.2661 | 80593.3841 | 82814.1028 | 86235.1665 | 84999.0404
Region | Technology | 2022 | 2023 | 2024 | 2025 | 2026 | 2027 | 2028 | 2029 | 2030 | 2031 | 2032 | 2033 | 2034 | 2035 | 2036 | 2037 | 2038 | 2039 | 2040 | 2041 | 2042
VIC | Black Coal | 0 | 0 | 0 | 0 | 0 | 0 | 0 | 0 | 0 | 0 | 0 | 0 | 0 | 0 | 0 | 0 | 0 | 0 | 0 | 0 | 0
VIC | Brown Coal | 31568.7004 | 33310.4619 | 33108.3692 | 33604.6983 | 33446.3789 | 31320.2544 | 33076.0569 | 30590.8468 | 28183.8612 | 27581.6947 | 24041.2266 | 22612.429 | 22842.5337 | 22138.1855 | 23133.1766 | 22889.6438 | 22410.3966 | 23088.766 | 23088.707 | 22598.0372 | 22498.1428
VIC | CCGT | 23.0799 | 10.1779 | 6.7311 | 2.107 | 5.208 | 0.4661 | 1.7714 | 2.4437 | 2.3631 | 2.568 | 4.0512 | 0 | 0 | 0 | 11.9576 | 1.2481 | 194.5446 | 24.3457 | 0 | 0 | 0
VIC | Peaking Gas+Liquids | 23.4175 | 10.299 | 3.3634 | 0 | 5.9384 | 0 | 0 | 1.2541 | 2.3069 | 0 | 2.2788 | 0 | 0 | 0 | 5.4303 | 0 | 47.8644 | 9.2869 | 17.4546 | 83.9468 | 8.0922
VIC | Hydro | 3111.8146 | 2879.0047 | 2723.5063 | 3424.4431 | 2649.1551 | 3048.9299 | 1843.0324 | 3714.7814 | 3486.7661 | 2741.5906 | 2986.7883 | 2762.1725 | 2611.1446 | 3284.3395 | 2541.1845 | 2923.1605 | 1765.812 | 3560.2707 | 3344.0724 | 2626.6017 | 2860.2758
VIC | Dispatchable Storage | 126.9242 | 135.04 | 148.9331 | 247.561 | 343.9134 | 384.365 | 432.2718 | 485.2192 | 592.1788 | 709.3564 | 683.8289 | 908.8309 | 845.8294 | 911.7319 | 1040.5753 | 1025.8007 | 1072.8954 | 1023.1684 | 879.4603 | 944.2734 | 1000.0735
VIC | Behind the Meter Storage | 227.0437 | 304.8005 | 353.1969 | 431.1782 | 533.737 | 644.4521 | 740.6996 | 879.843 | 1108.7621 | 1321.354 | 1475.0656 | 1652.391 | 1849.5134 | 2026.2208 | 2155.4377 | 2309.1956 | 2488.9672 | 2680.1859 | 2824.3287 | 2959.421 | 3145.4239
VIC | Wind | 13103.177 | 12522.043 | 12595.9058 | 13017.9891 | 13766.5922 | 14461.6747 | 14620.7708 | 15603.2168 | 17285.7079 | 16799.1551 | 18780.1247 | 16309.0242 | 16179.1965 | 16531.3589 | 17477.8906 | 17108.7861 | 17150.5829 | 16778.9534 | 16406.2716 | 15165.6462 | 17028.3115
VIC | Solar | 2277.0261 | 2452.2246 | 2345.6044 | 2320.1336 | 2670.6755 | 3065.3381 | 3433.942 | 3354.0183 | 3717.0448 | 3711.3587 | 3691.5998 | 3975.0952 | 3774.8761 | 3696.283 | 3873.9528 | 3943.3183 | 4606.6907 | 4198.0305 | 4587.9645 | 4564.0788 | 4525.1932
VIC | Distributed PV | 3670.9523 | 4118.2044 | 4608.4741 | 5098.249 | 5609.2687 | 6030.5678 | 6465.0675 | 6942.335 | 7315.5469 | 7666.3875 | 8099.6453 | 8604.3048 | 9080.0142 | 9555.778 | 10049.1579 | 10380.3053 | 10608.1311 | 10851.1817 | 11031.1137 | 11217.0579 | 11478.1045
Total excluding storage |  | 53778.1678 | 55302.4156 | 55391.9543 | 57467.6201 | 58153.2168 | 57927.231 | 59440.6411 | 60208.8961 | 59993.597 | 58502.7546 | 57605.7148 | 54263.0256 | 54487.7651 | 55205.9449 | 57092.7503 | 57246.462 | 56784.0223 | 58510.8349 | 58475.5837 | 56255.3687 | 58398.12
VIC | DSP | 0 | 0 | 0 | 0 | 0 | 0 | 0 | 0 | 0 | 0 | 0 | 0 | 0 | 0 | 0.84098 | 0 | 0 | 0 | 0 | 0 | 0
Total including DSP |  | 53778.1678 | 55302.4156 | 55391.9543 | 57467.6201 | 58153.2168 | 57927.231 | 59440.6411 | 60208.8961 | 59993.597 | 58502.7546 | 57605.7148 | 54263.0256 | 54487.7651 | 55205.9449 | 57093.5913 | 57246.462 | 56784.0223 | 58510.8349 | 58475.5837 | 56255.3687 | 58398.12
Region | Technology | 2022 | 2023 | 2024 | 2025 | 2026 | 2027 | 2028 | 2029 | 2030 | 2031 | 2032 | 2033 | 2034 | 2035 | 2036 | 2037 | 2038 | 2039 | 2040 | 2041 | 2042
SA | Black Coal | 0 | 0 | 0 | 0 | 0 | 0 | 0 | 0 | 0 | 0 | 0 | 0 | 0 | 0 | 0 | 0 | 0 | 0 | 0 | 0 | 0
SA | Brown Coal | 0 | 0 | 0 | 0 | 0 | 0 | 0 | 0 | 0 | 0 | 0 | 0 | 0 | 0 | 0 | 0 | 0 | 0 | 0 | 0 | 0
SA | CCGT | 1859.9609 | 1839.3321 | 1236.3991 | 547.5 | 547.5 | 547.5 | 549 | 547.5 | 547.5 | 547.5 | 549 | 547.5 | 547.5 | 547.5 | 464.6736 | 463.404 | 0 | 0 | 0 | 0 | 0
SA | Peaking Gas+Liquids | 40.5286 | 41.6291 | 58.6798 | 3.8858 | 4.1301 | 1.0881 | 1.3618 | 1.1673 | 1.9455 | 1.3618 | 2.6145 | 1.746 | 0 | 0 | 17.7848 | 13.8195 | 617.3601 | 120.2196 | 48.8814 | 419.2886 | 42.6841
SA | Hydro | 0 | 0 | 0 | 0 | 0 | 0 | 0 | 0 | 0 | 0 | 0 | 0 | 0 | 0 | 0 | 0 | 0 | 0 | 0 | 0 | 0
SA | Dispatchable Storage | 247.9734 | 246.6735 | 300.5387 | 311.6933 | 370.1494 | 401.6422 | 433.4186 | 365.82 | 366.9974 | 390.3835 | 381.1769 | 472.7559 | 464.6074 | 471.8336 | 518.6049 | 529.9213 | 528.7344 | 511.4502 | 503.5921 | 481.0229 | 481.6392
SA | Behind the Meter Storage | 431.0208 | 468.0358 | 475.8194 | 508.752 | 547.5339 | 634.1251 | 727.2993 | 786.3808 | 856.6683 | 907.9337 | 957.9643 | 997.0833 | 1060.3607 | 1157.4151 | 1215.6002 | 1284.1406 | 1380.4299 | 1454.8583 | 1526.6161 | 1566.5929 | 1613.1191
SA | Wind | 6841.1777 | 6087.8994 | 6280.0218 | 6222.0741 | 6802.8381 | 6704.373 | 6219.4413 | 6249.6413 | 6175.2737 | 6110.0018 | 6616.6081 | 5729.1248 | 5217.6334 | 5023.3733 | 5849.9873 | 4924.3513 | 4913.3824 | 4798.9355 | 5993.9723 | 6772.2518 | 7290.9487
SA | Solar | 964.2702 | 1009.4151 | 972.5485 | 978.9654 | 965.1199 | 992.0325 | 1010.8962 | 939.5985 | 980.7376 | 956.0654 | 971.6443 | 2686.8149 | 3065.0661 | 3135.3619 | 4534.0463 | 5534.8596 | 5805.726 | 5426.7229 | 5540.6013 | 5608.4552 | 5743.9112
SA | Distributed PV | 2799.0043 | 2953.4296 | 3116.0798 | 3247.8694 | 3305.6287 | 3390.8162 | 3530.523 | 3607.3811 | 3662.8524 | 3762.1093 | 3854.003 | 3923.0622 | 4131.5707 | 4448.1657 | 4614.644 | 4677.4576 | 4791.8654 | 4967.0134 | 5137.1371 | 5219.2968 | 5288.8651
Total excluding storage |  | 12504.9417 | 11931.7053 | 11663.7289 | 11000.2948 | 11625.2168 | 11635.8098 | 11311.2222 | 11345.2882 | 11368.3091 | 11377.0383 | 11993.8698 | 12888.2478 | 12961.7702 | 13154.4009 | 15481.1361 | 15613.8921 | 16128.3338 | 15312.8914 | 16720.5921 | 18019.2924 | 18366.409
SA | DSP | 0 | 0 | 0 | 0 | 0 | 0 | 0 | 0 | 0 | 0 | 0 | 0 | 0 | 0 | 0.48556 | 0.46049 | 0.87807 | 0.0238 | 0.22373 | 0.029968 | 0.22827
Total including DSP |  | 12504.9417 | 11931.7053 | 11663.7289 | 11000.2948 | 11625.2168 | 11635.8098 | 11311.2222 | 11345.2882 | 11368.3091 | 11377.0383 | 11993.8698 | 12888.2478 | 12961.7702 | 13154.4009 | 15481.6216 | 15614.3526 | 16129.2119 | 15312.9152 | 16720.8158 | 18019.3224 | 18366.6373
Region | Technology | 2022 | 2023 | 2024 | 2025 | 2026 | 2027 | 2028 | 2029 | 2030 | 2031 | 2032 | 2033 | 2034 | 2035 | 2036 | 2037 | 2038 | 2039 | 2040 | 2041 | 2042
TAS | Black Coal | 0 | 0 | 0 | 0 | 0 | 0 | 0 | 0 | 0 | 0 | 0 | 0 | 0 | 0 | 0 | 0 | 0 | 0 | 0 | 0 | 0
TAS | Brown Coal | 0 | 0 | 0 | 0 | 0 | 0 | 0 | 0 | 0 | 0 | 0 | 0 | 0 | 0 | 0 | 0 | 0 | 0 | 0 | 0 | 0
TAS | CCGT | 0 | 0 | 0 | 0 | 0 | 0 | 0 | 0 | 0 | 0 | 0 | 0 | 0 | 0 | 0 | 0 | 0 | 0 | 0 | 0 | 0
TAS | Peaking Gas+Liquids | 0 | 0 | 0 | 0 | 0 | 0 | 0 | 0 | 0 | 0 | 0 | 0 | 0 | 0 | 0 | 0 | 0 | 0 | 0 | 0 | 0
TAS | Hydro | 10007.0036 | 7725.9975 | 7776.1444 | 9130.936 | 8584.2526 | 9415.5324 | 5819.1124 | 8191.0737 | 7891.0958 | 6474.0926 | 9489.9194 | 7589.6853 | 7474.2508 | 8422.6091 | 8399.837 | 9787.0835 | 5717.8717 | 9288.5064 | 8279.272 | 6659.4549 | 9286.0977
TAS | Dispatchable Storage | 7.1855 | 0.91455 | 6.7489 | 12.2601 | 13.8696 | 4.0987 | 20.7591 | 6.6495 | 9.7406 | 27.615 | 35.5316 | 56.2662 | 48.6494 | 42.6427 | 76.8117 | 79.2917 | 85.08 | 69.9262 | 68.2553 | 79.835 | 83.6733
TAS | Behind the Meter Storage | 41.982 | 43.1921 | 38.9036 | 39.8872 | 42.103 | 46.533 | 51.6903 | 57.5014 | 72.9863 | 99.6403 | 128.1298 | 153.3148 | 170.6014 | 183.051 | 191.1044 | 208.5968 | 229.5719 | 242.7556 | 259.6193 | 285.9484 | 316.9953
TAS | Wind | 2124.9865 | 2049.3447 | 2390.1201 | 3151.0368 | 3838.8063 | 4503.9931 | 4634.1416 | 5302.949 | 5712.2188 | 6122.5848 | 7310.2946 | 7515.8494 | 7771.6622 | 8759.0936 | 9434.7488 | 10064.0565 | 10511.6636 | 10908.4721 | 11265.7775 | 10400.1522 | 10967.2736
TAS | Solar | 0 | 0 | 0 | 0 | 0 | 0 | 304.7945 | 289.6701 | 299.0721 | 295.383 | 293.4725 | 304.3513 | 315.5627 | 288.3234 | 298.1963 | 287.007 | 298.7439 | 291.802 | 299.8615 | 288.2681 | 285.2915
TAS | Distributed PV | 263.0231 | 288.6509 | 311.5967 | 322.7893 | 326.1486 | 327.3799 | 333.4113 | 348.5843 | 387.6632 | 448.1378 | 487.105 | 505.5392 | 522.2846 | 542.6242 | 565.2751 | 587.6438 | 607.7632 | 617.3828 | 636.1991 | 705.5176 | 801.0142
Total excluding storage |  | 12395.0132 | 10063.9931 | 10477.8613 | 12604.7621 | 12749.2074 | 14246.9053 | 11091.4599 | 14132.2771 | 14290.0498 | 13340.1982 | 17580.7915 | 15915.4252 | 16083.7603 | 18012.6503 | 18698.0571 | 20725.7909 | 17136.0424 | 21106.1633 | 20481.11 | 18053.3928 | 21339.677
TAS | DSP | 0 | 0 | 0 | 0 | 0 | 0 | 0 | 0 | 0 | 0 | 0 | 0 | 0 | 0 | 0 | 0 | 0 | 0 | 0 | 0 | 0
Total including DSP |  | 12395.0132 | 10063.9931 | 10477.8613 | 12604.7621 | 12749.2074 | 14246.9053 | 11091.4599 | 14132.2771 | 14290.0498 | 13340.1982 | 17580.7915 | 15915.4252 | 16083.7603 | 18012.6503 | 18698.0571 | 20725.7909 | 17136.0424 | 21106.1633 | 20481.11 | 18053.3928 | 21339.677
Pump Load (GWh) - High DER (DP6)
Region | Technology | 2022 | 2023 | 2024 | 2025 | 2026 | 2027 | 2028 | 2029 | 2030 | 2031 | 2032 | 2033 | 2034 | 2035 | 2036 | 2037 | 2038 | 2039 | 2040 | 2041 | 2042
NEM | Dispatchable Storage Load | -881.8149 | -1191.8518 | -1089.0071 | -1966.208 | -3586.4571 | -3563.7555 | -5136.2756 | -4080.2419 | -5519.7093 | -4762.8492 | -5199.3287 | -8874.0142 | -8268.4857 | -7309.8111 | -12026.181 | -12113.6012 | -14275.414 | -13096.4267 | -12386.1558 | -14127.7957 | -14230.6725
NEM | Behind the Meter Storage Load | -1737.0549 | -2039.9283 | -2217.7303 | -2504.7568 | -2868.0305 | -3432.2071 | -3989.2477 | -4689.6255 | -5732.8237 | -6818.8305 | -7907.7191 | -8816.1597 | -9624.406 | -10522.9199 | -11365.0158 | -12345.6225 | -13375.8624 | -14351.1686 | -15171.1444 | -16201.7163 | -17362.3924
Total |  | -2618.8697 | -3231.7801 | -3306.7374 | -4470.9647 | -6454.4875 | -6995.9626 | -9125.5233 | -8769.8674 | -11252.533 | -11581.6796 | -13107.0478 | -17690.1739 | -17892.8917 | -17832.731 | -23391.1968 | -24459.2237 | -27651.2764 | -27447.5953 | -27557.3002 | -30329.512 | -31593.0649
Region | Technology | 2022 | 2023 | 2024 | 2025 | 2026 | 2027 | 2028 | 2029 | 2030 | 2031 | 2032 | 2033 | 2034 | 2035 | 2036 | 2037 | 2038 | 2039 | 2040 | 2041 | 2042
NSW | Dispatchable Storage Load | -222.8294 | -443.1885 | -250.5768 | -792.0556 | -2155.6645 | -2021.4068 | -2840.2397 | -1767.4877 | -1977.2781 | -2109.5578 | -2381.2845 | -5538.2219 | -5070.3583 | -3983.6343 | -8087.2392 | -8067.4978 | -9492.4327 | -8718.8739 | -8093.8564 | -9581.6577 | -9641.4088
NSW | Behind the Meter Storage Load | -397.5431 | -461.131 | -488.0911 | -523.3131 | -587.3786 | -728.0205 | -902.6014 | -1194.3262 | -1674.4291 | -2155.5784 | -2588.3327 | -2915.2469 | -3204.3286 | -3545.5744 | -3915.2827 | -4270.2486 | -4567.4867 | -4856.597 | -5163.0823 | -5599.0391 | -6067.1468
Total |  | -620.3724 | -904.3194 | -738.6679 | -1315.3688 | -2743.0431 | -2749.4274 | -3742.841 | -2961.814 | -3651.7073 | -4265.1362 | -4969.6171 | -8453.4688 | -8274.6869 | -7529.2087 | -12002.5219 | -12337.7465 | -14059.9194 | -13575.471 | -13256.9388 | -15180.6968 | -15708.5556
Region | Technology | 2022 | 2023 | 2024 | 2025 | 2026 | 2027 | 2028 | 2029 | 2030 | 2031 | 2032 | 2033 | 2034 | 2035 | 2036 | 2037 | 2038 | 2039 | 2040 | 2041 | 2042
QLD | Dispatchable Storage Load | -205.6667 | -294.9133 | -298.2852 | -498.7049 | -570.8102 | -609.2497 | -1249.5946 | -1300.7364 | -2395.5148 | -1328.015 | -1516.1279 | -1640.5959 | -1601.4345 | -1646.212 | -2011.6505 | -2114.2183 | -2799.4275 | -2489.597 | -2577.2519 | -2778.0869 | -2745.1426
QLD | Behind the Meter Storage Load | -516.2927 | -619.0729 | -709.3232 | -829.0383 | -959.7803 | -1146.0023 | -1299.2537 | -1468.1524 | -1660.8716 | -1924.1369 | -2307.6033 | -2604.4903 | -2799.2637 | -3017.7014 | -3261.9903 | -3605.5124 | -3987.4532 | -4345.8522 | -4584.8574 | -4943.2423 | -5326.8381
Total |  | -721.9594 | -913.9862 | -1007.6084 | -1327.7432 | -1530.5905 | -1755.2521 | -2548.8483 | -2768.8888 | -4056.3863 | -3252.1519 | -3823.7312 | -4245.0862 | -4400.6982 | -4663.9133 | -5273.6409 | -5719.7307 | -6786.8808 | -6835.4492 | -7162.1093 | -7721.3292 | -8071.9807
Region | Technology | 2022 | 2023 | 2024 | 2025 | 2026 | 2027 | 2028 | 2029 | 2030 | 2031 | 2032 | 2033 | 2034 | 2035 | 2036 | 2037 | 2038 | 2039 | 2040 | 2041 | 2042
VIC | Dispatchable Storage Load | -150.5303 | -160.0291 | -176.1431 | -292.3581 | -405.8351 | -453.3837 | -509.7821 | -571.8505 | -700.0792 | -833.1708 | -808.1373 | -1070.5434 | -992.0897 | -1072.5457 | -1224.0877 | -1210.3055 | -1260.0289 | -1202.1145 | -1038.2529 | -1107.0889 | -1176.4408
VIC | Behind the Meter Storage Load | -266.9918 | -358.5118 | -415.1753 | -507.0819 | -627.4345 | -757.6454 | -871.2437 | -1035.0032 | -1304.4305 | -1554.1773 | -1734.4571 | -1943.4625 | -2173.5959 | -2382.9835 | -2533.4298 | -2714.2364 | -2927.4953 | -3152.9718 | -3323.1057 | -3480.944 | -3698.6029
Total |  | -417.5221 | -518.5409 | -591.3184 | -799.4401 | -1033.2696 | -1211.0291 | -1381.0258 | -1606.8537 | -2004.5097 | -2387.3481 | -2542.5944 | -3014.0059 | -3165.6856 | -3455.5292 | -3757.5175 | -3924.5418 | -4187.5242 | -4355.0863 | -4361.3585 | -4588.033 | -4875.0437
Region | Technology | 2022 | 2023 | 2024 | 2025 | 2026 | 2027 | 2028 | 2029 | 2030 | 2031 | 2032 | 2033 | 2034 | 2035 | 2036 | 2037 | 2038 | 2039 | 2040 | 2041 | 2042
SA | Dispatchable Storage Load | -294.2511 | -292.6547 | -356.138 | -368.6646 | -437.8301 | -474.773 | -512.3594 | -432.3415 | -435.2279 | -459.7654 | -451.7328 | -558.7027 | -547.3741 | -557.2562 | -612.8458 | -628.0006 | -623.4276 | -603.8965 | -596.1917 | -567.3566 | -569.2493
SA | Behind the Meter Storage Load | -506.9138 | -550.4597 | -559.4737 | -598.4538 | -643.9794 | -745.8771 | -855.3955 | -924.5564 | -1007.3078 | -1067.8266 | -1126.7174 | -1172.7212 | -1246.7639 | -1361.468 | -1429.7055 | -1510.4744 | -1623.5313 | -1710.3512 | -1794.9084 | -1842.3928 | -1897.1964
Total |  | -801.1649 | -843.1144 | -915.6117 | -967.1185 | -1081.8095 | -1220.6502 | -1367.7549 | -1356.8979 | -1442.5357 | -1527.592 | -1578.4502 | -1731.4239 | -1794.138 | -1918.7242 | -2042.5513 | -2138.475 | -2246.9589 | -2314.2477 | -2391.1001 | -2409.7494 | -2466.4457
Region | Technology | 2022 | 2023 | 2024 | 2025 | 2026 | 2027 | 2028 | 2029 | 2030 | 2031 | 2032 | 2033 | 2034 | 2035 | 2036 | 2037 | 2038 | 2039 | 2040 | 2041 | 2042
TAS | Dispatchable Storage Load | -8.5374 | -1.0662 | -7.8641 | -14.4247 | -16.3171 | -4.9422 | -24.2999 | -7.8258 | -11.6093 | -32.3402 | -42.0463 | -65.9503 | -57.229 | -50.1629 | -90.3578 | -93.5791 | -100.0972 | -81.9447 | -80.6028 | -93.6056 | -98.4309
TAS | Behind the Meter Storage Load | -49.3134 | -50.7529 | -45.6669 | -46.8696 | -49.4577 | -54.6617 | -60.7533 | -67.5873 | -85.7847 | -117.1112 | -150.6086 | -180.2388 | -200.454 | -215.1926 | -224.6074 | -245.1506 | -269.8959 | -285.3965 | -305.1906 | -336.0981 | -372.6082
Total |  | -57.8508 | -51.8191 | -53.531 | -61.2942 | -65.7748 | -59.6039 | -85.0532 | -75.4131 | -97.394 | -149.4515 | -192.6549 | -246.1891 | -257.683 | -265.3556 | -314.9652 | -338.7297 | -369.9931 | -367.3412 | -385.7934 | -429.7036 | -471.0392

## StorageCapacity_1
Installed capacity of Storage (MW) - High DER (Counterfactual)
Capacity calculated on 1 July. Years are financial year ending. Existing and new storages are grouped according to depth. For storage depth classifications, please refer to the 2020 ISP report.
Region | Technology | 2022 | 2023 | 2024 | 2025 | 2026 | 2027 | 2028 | 2029 | 2030 | 2031 | 2032 | 2033 | 2034 | 2035 | 2036 | 2037 | 2038 | 2039 | 2040 | 2041 | 2042
NEM | Shallow Storage | 2691.167 | 2999.7346 | 3848.2527 | 4896.0931 | 5819.105 | 6620.3696 | 7105.8555 | 8069.6572 | 9384.7507 | 10602.0975 | 11658.5795 | 12379.1561 | 13047.0786 | 13800.5701 | 14405.3348 | 14964.015 | 15684.2171 | 16214.7135 | 16638.8713 | 17176.3563 | 17702.0791
NEM | Medium Storage | 810 | 830 | 830 | 830 | 830 | 830 | 830 | 830 | 830 | 830 | 830 | 830 | 830 | 830 | 1034.5378 | 1399.3856 | 1632.0662 | 1632.0662 | 1715.7401 | 1715.7401 | 1715.7401
NEM | Deep Storage | 0 | 0 | 0 | 2040 | 2040 | 2040 | 2040 | 2040 | 2040 | 2040 | 2040 | 2040 | 2040 | 2040 | 2065.4256 | 2065.4256 | 2072.4213 | 2072.4213 | 2545.1895 | 2545.1895 | 2545.1895
NEM | Behind the Meter Storage | 2401.167 | 3178.3669 | 3490.4883 | 3620.3118 | 3900.597 | 4286.1716 | 4770.3325 | 5627.2067 | 6797.5448 | 7986.0442 | 9092.3573 | 9985.0321 | 10927.4788 | 11986.3907 | 12926.2002 | 13870.6989 | 15018.7794 | 16037.1142 | 16996.1133 | 18121.498 | 19289.8112
Total Storage Capacity |  | 5902.3341 | 7008.1015 | 8168.741 | 11386.405 | 12589.702 | 13776.5412 | 14746.1881 | 16566.8639 | 19052.2954 | 21458.1417 | 23620.9368 | 25234.1882 | 26844.5574 | 28656.9608 | 30431.4985 | 32299.5251 | 34407.4839 | 35956.3151 | 37895.9142 | 39558.7839 | 41252.8199
Region | Technology | 2022 | 2023 | 2024 | 2025 | 2026 | 2027 | 2028 | 2029 | 2030 | 2031 | 2032 | 2033 | 2034 | 2035 | 2036 | 2037 | 2038 | 2039 | 2040 | 2041 | 2042
NSW | Shallow Storage | 564.6185 | 615.584 | 785.4777 | 955.9227 | 1144.5773 | 1387.9761 | 1616.4605 | 2121.7209 | 2808.904 | 3371.8874 | 3798.62 | 4047.1224 | 4305.4609 | 4675.8573 | 4951.0812 | 5132.7653 | 5334.3402 | 5473.374 | 5692.7545 | 6019.7402 | 6204.7487
NSW | Medium Storage | 240 | 240 | 240 | 240 | 240 | 240 | 240 | 240 | 240 | 240 | 240 | 240 | 240 | 240 | 240 | 240 | 240 | 240 | 240 | 240 | 240
NSW | Deep Storage | 0 | 0 | 0 | 2040 | 2040 | 2040 | 2040 | 2040 | 2040 | 2040 | 2040 | 2040 | 2040 | 2040 | 2040 | 2040 | 2040 | 2040 | 2040 | 2040 | 2040
NSW | Behind the Meter Storage | 564.6185 | 722.0455 | 770.5188 | 751.3392 | 807.4607 | 939.7719 | 1131.3406 | 1534.69 | 2099.4144 | 2603.7312 | 3030.0627 | 3334.444 | 3663.5684 | 4108.8204 | 4492.6053 | 4809.1712 | 5160.6647 | 5467.3741 | 5871.4398 | 6410.6973 | 6822.933
Total Storage Capacity |  | 1369.2371 | 1577.6295 | 1795.9965 | 3987.262 | 4232.038 | 4607.748 | 5027.801 | 5936.4109 | 7188.3184 | 8255.6187 | 9108.6826 | 9661.5664 | 10249.0293 | 11064.6777 | 11723.6865 | 12221.9365 | 12775.0049 | 13220.748 | 13844.1943 | 14710.4375 | 15307.6816
Region | Technology | 2022 | 2023 | 2024 | 2025 | 2026 | 2027 | 2028 | 2029 | 2030 | 2031 | 2032 | 2033 | 2034 | 2035 | 2036 | 2037 | 2038 | 2039 | 2040 | 2041 | 2042
QLD | Shallow Storage | 716.5262 | 828.0839 | 1145.0488 | 1493.9678 | 1781.9576 | 2009.6313 | 2120.0375 | 2280.5537 | 2435.5409 | 2777.6472 | 3202.1952 | 3369.2965 | 3475.1647 | 3672.6657 | 3843.0315 | 4102.5717 | 4415.3234 | 4597.09 | 4748.2635 | 4898.819 | 5078.6216
QLD | Medium Storage | 570 | 590 | 590 | 590 | 590 | 590 | 590 | 590 | 590 | 590 | 590 | 590 | 590 | 590 | 590 | 917.0536 | 1149.7342 | 1149.7342 | 1149.7342 | 1149.7342 | 1149.7342
QLD | Deep Storage | 0 | 0 | 0 | 0 | 0 | 0 | 0 | 0 | 0 | 0 | 0 | 0 | 0 | 0 | 0 | 0 | 0 | 0 | 0 | 0 | 0
QLD | Behind the Meter Storage | 716.5262 | 971.2961 | 1123.2422 | 1174.2336 | 1257.111 | 1360.6827 | 1483.7879 | 1649.5774 | 1820.3576 | 2144.866 | 2554.3097 | 2775.9799 | 2957.0594 | 3227.2849 | 3487.1623 | 3843.9259 | 4271.5692 | 4592.0506 | 4897.3029 | 5216.9769 | 5584.6089
Total Storage Capacity |  | 2003.0525 | 2389.38 | 2858.291 | 3258.2014 | 3629.0686 | 3960.314 | 4193.8254 | 4520.1311 | 4845.8984 | 5512.5132 | 6346.5049 | 6735.2764 | 7022.2241 | 7489.9507 | 7920.1938 | 8863.5512 | 9836.6268 | 10338.8748 | 10795.3006 | 11265.5301 | 11812.9647
Region | Technology | 2022 | 2023 | 2024 | 2025 | 2026 | 2027 | 2028 | 2029 | 2030 | 2031 | 2032 | 2033 | 2034 | 2035 | 2036 | 2037 | 2038 | 2039 | 2040 | 2041 | 2042
VIC | Shallow Storage | 490.7615 | 608.7781 | 788.3963 | 1101.5088 | 1391.0691 | 1550.9254 | 1640.0771 | 1903.238 | 2300.852 | 2559.8319 | 2711.244 | 2984.3407 | 3177.5307 | 3288.4358 | 3424.3609 | 3484.7258 | 3634.1891 | 3795.8916 | 3828.06 | 3882.7299 | 4022.9365
VIC | Medium Storage | 0 | 0 | 0 | 0 | 0 | 0 | 0 | 0 | 0 | 0 | 0 | 0 | 0 | 0 | 0 | 0 | 0 | 0 | 83.6739 | 83.6739 | 83.6739
VIC | Deep Storage | 0 | 0 | 0 | 0 | 0 | 0 | 0 | 0 | 0 | 0 | 0 | 0 | 0 | 0 | 25.4256 | 25.4256 | 32.4213 | 32.4213 | 505.1895 | 505.1895 | 505.1895
VIC | Behind the Meter Storage | 415.7615 | 626.0919 | 699.8102 | 806.8187 | 928.4423 | 999.3207 | 1095.378 | 1322.407 | 1663.6331 | 1918.7575 | 2102.8649 | 2397.0201 | 2686.7808 | 2889.6502 | 3107.2611 | 3265.032 | 3515.8671 | 3791.7305 | 3948.2159 | 4134.8971 | 4423.7451
Total Storage Capacity |  | 906.523 | 1234.87 | 1488.2065 | 1908.3275 | 2319.5115 | 2550.2461 | 2735.4551 | 3225.645 | 3964.4851 | 4478.5894 | 4814.1089 | 5381.3608 | 5864.3115 | 6178.0859 | 6557.0477 | 6775.1834 | 7182.4774 | 7620.0433 | 8365.1393 | 8606.4903 | 9035.545
Region | Technology | 2022 | 2023 | 2024 | 2025 | 2026 | 2027 | 2028 | 2029 | 2030 | 2031 | 2032 | 2033 | 2034 | 2035 | 2036 | 2037 | 2038 | 2039 | 2040 | 2041 | 2042
SA | Shallow Storage | 861.9088 | 893.0285 | 1066.9862 | 1266.9724 | 1413.2529 | 1578.8384 | 1629.9645 | 1657.655 | 1701.4874 | 1708.2751 | 1727.063 | 1729.7039 | 1825.8932 | 1895.3917 | 1912.3079 | 1951.1767 | 1995.6444 | 2038.6869 | 2047.4566 | 2025.3399 | 2021.9733
SA | Medium Storage | 0 | 0 | 0 | 0 | 0 | 0 | 0 | 0 | 0 | 0 | 0 | 0 | 0 | 0 | 204.5378 | 242.3319 | 242.3319 | 242.3319 | 242.3319 | 242.3319 | 242.3319
SA | Deep Storage | 0 | 0 | 0 | 0 | 0 | 0 | 0 | 0 | 0 | 0 | 0 | 0 | 0 | 0 | 0 | 0 | 0 | 0 | 0 | 0 | 0
SA | Behind the Meter Storage | 646.9088 | 795.2895 | 835.7607 | 826.8326 | 845.327 | 923.4287 | 990.316 | 1043.5059 | 1111.0216 | 1176.2549 | 1230.0645 | 1272.6891 | 1396.2557 | 1524.9423 | 1590.0422 | 1678.2523 | 1775.8795 | 1876.6275 | 1946.7004 | 1986.486 | 2047.4833
Total Storage Capacity |  | 1508.8175 | 1688.318 | 1902.7469 | 2093.8051 | 2258.58 | 2502.2671 | 2620.2805 | 2701.1609 | 2812.509 | 2884.53 | 2957.1274 | 3002.3931 | 3222.1489 | 3420.334 | 3706.8879 | 3871.7609 | 4013.8559 | 4157.6464 | 4236.4889 | 4254.1579 | 4311.7885
Region | Technology | 2022 | 2023 | 2024 | 2025 | 2026 | 2027 | 2028 | 2029 | 2030 | 2031 | 2032 | 2033 | 2034 | 2035 | 2036 | 2037 | 2038 | 2039 | 2040 | 2041 | 2042
TAS | Shallow Storage | 57.352 | 54.26 | 62.3436 | 77.7213 | 88.248 | 92.9985 | 99.316 | 106.4896 | 137.9664 | 184.4559 | 219.4574 | 248.6925 | 263.029 | 268.2196 | 274.5532 | 292.7755 | 304.72 | 309.671 | 322.3367 | 349.7273 | 373.7991
TAS | Medium Storage | 0 | 0 | 0 | 0 | 0 | 0 | 0 | 0 | 0 | 0 | 0 | 0 | 0 | 0 | 0 | 0 | 0 | 0 | 0 | 0 | 0
TAS | Deep Storage | 0 | 0 | 0 | 0 | 0 | 0 | 0 | 0 | 0 | 0 | 0 | 0 | 0 | 0 | 0 | 0 | 0 | 0 | 0 | 0 | 0
TAS | Behind the Meter Storage | 57.352 | 63.644 | 61.1564 | 61.0877 | 62.256 | 62.9675 | 69.51 | 77.0264 | 103.1181 | 142.4346 | 175.0556 | 204.899 | 223.8145 | 235.6929 | 249.1293 | 274.3175 | 294.799 | 309.3315 | 332.4543 | 372.4407 | 411.041
Total Storage Capacity |  | 114.704 | 117.904 | 123.5 | 138.809 | 150.504 | 155.966 | 168.826 | 183.516 | 241.0845 | 326.8905 | 394.513 | 453.5915 | 486.8435 | 503.9125 | 523.6825 | 567.093 | 599.519 | 619.0025 | 654.791 | 722.168 | 784.84

## StorageCapacity_2
Installed capacity of Storage (MW) - High DER (DP6)
Capacity calculated on 1 July. Years are financial year ending. Existing and new storages are grouped according to depth. For storage depth classifications, please refer to the 2020 ISP report.
Region | Technology | 2022 | 2023 | 2024 | 2025 | 2026 | 2027 | 2028 | 2029 | 2030 | 2031 | 2032 | 2033 | 2034 | 2035 | 2036 | 2037 | 2038 | 2039 | 2040 | 2041 | 2042
NEM | Shallow Storage | 2691.167 | 2999.7346 | 3848.2527 | 4896.0931 | 5819.105 | 6620.3696 | 7105.8555 | 8069.6572 | 9384.7507 | 10602.0975 | 11658.5795 | 12379.1561 | 13047.0786 | 13800.5701 | 14405.3348 | 14964.015 | 15684.2171 | 16214.7135 | 16638.8713 | 17176.3563 | 17702.0791
NEM | Medium Storage | 810 | 830 | 830 | 830 | 830 | 830 | 830 | 830 | 830 | 830 | 830 | 830 | 830 | 830 | 1015.1425 | 1015.1425 | 1237.7878 | 1237.7878 | 1237.7878 | 1273.1424 | 1273.1424
NEM | Deep Storage | 0 | 0 | 0 | 2040 | 2040 | 2040 | 2040 | 2040 | 2040 | 2040 | 2040 | 2040 | 2040 | 2040 | 2040 | 2040 | 2185.0971 | 2185.0971 | 2185.0971 | 2185.0971 | 2185.0971
NEM | Behind the Meter Storage | 2401.167 | 3178.3669 | 3490.4883 | 3620.3118 | 3900.597 | 4286.1716 | 4770.3325 | 5627.2067 | 6797.5448 | 7986.0442 | 9092.3573 | 9985.0321 | 10927.4788 | 11986.3907 | 12926.2002 | 13870.6989 | 15018.7794 | 16037.1142 | 16996.1133 | 18121.498 | 19289.8112
Total Storage Capacity |  | 5902.3341 | 7008.1015 | 8168.741 | 11386.405 | 12589.702 | 13776.5412 | 14746.1881 | 16566.8639 | 19052.2954 | 21458.1417 | 23620.9368 | 25234.1882 | 26844.5574 | 28656.9608 | 30386.6776 | 31889.8564 | 34125.8815 | 35674.7126 | 37057.8696 | 38756.0939 | 40450.1299
Region | Technology | 2022 | 2023 | 2024 | 2025 | 2026 | 2027 | 2028 | 2029 | 2030 | 2031 | 2032 | 2033 | 2034 | 2035 | 2036 | 2037 | 2038 | 2039 | 2040 | 2041 | 2042
NSW | Shallow Storage | 564.6185 | 615.584 | 785.4777 | 955.9227 | 1144.5773 | 1387.9761 | 1616.4605 | 2121.7209 | 2808.904 | 3371.8874 | 3798.62 | 4047.1224 | 4305.4609 | 4675.8573 | 4951.0812 | 5132.7653 | 5334.3402 | 5473.374 | 5692.7545 | 6019.7402 | 6204.7487
NSW | Medium Storage | 240 | 240 | 240 | 240 | 240 | 240 | 240 | 240 | 240 | 240 | 240 | 240 | 240 | 240 | 425.1425 | 425.1425 | 647.7878 | 647.7878 | 647.7878 | 683.1424 | 683.1424
NSW | Deep Storage | 0 | 0 | 0 | 2040 | 2040 | 2040 | 2040 | 2040 | 2040 | 2040 | 2040 | 2040 | 2040 | 2040 | 2040 | 2040 | 2040 | 2040 | 2040 | 2040 | 2040
NSW | Behind the Meter Storage | 564.6185 | 722.0455 | 770.5188 | 751.3392 | 807.4607 | 939.7719 | 1131.3406 | 1534.69 | 2099.4144 | 2603.7312 | 3030.0627 | 3334.444 | 3663.5684 | 4108.8204 | 4492.6053 | 4809.1712 | 5160.6647 | 5467.3741 | 5871.4398 | 6410.6973 | 6822.933
Total Storage Capacity |  | 1369.2371 | 1577.6295 | 1795.9965 | 3987.262 | 4232.038 | 4607.748 | 5027.801 | 5936.4109 | 7188.3184 | 8255.6187 | 9108.6826 | 9661.5664 | 10249.0293 | 11064.6777 | 11908.8291 | 12407.0791 | 13182.7927 | 13628.5358 | 14251.9821 | 15153.5799 | 15750.8241
Region | Technology | 2022 | 2023 | 2024 | 2025 | 2026 | 2027 | 2028 | 2029 | 2030 | 2031 | 2032 | 2033 | 2034 | 2035 | 2036 | 2037 | 2038 | 2039 | 2040 | 2041 | 2042
QLD | Shallow Storage | 716.5262 | 828.0839 | 1145.0488 | 1493.9678 | 1781.9576 | 2009.6313 | 2120.0375 | 2280.5537 | 2435.5409 | 2777.6472 | 3202.1952 | 3369.2965 | 3475.1647 | 3672.6657 | 3843.0315 | 4102.5717 | 4415.3234 | 4597.09 | 4748.2635 | 4898.819 | 5078.6216
QLD | Medium Storage | 570 | 590 | 590 | 590 | 590 | 590 | 590 | 590 | 590 | 590 | 590 | 590 | 590 | 590 | 590 | 590 | 590 | 590 | 590 | 590 | 590
QLD | Deep Storage | 0 | 0 | 0 | 0 | 0 | 0 | 0 | 0 | 0 | 0 | 0 | 0 | 0 | 0 | 0 | 0 | 145.0971 | 145.0971 | 145.0971 | 145.0971 | 145.0971
QLD | Behind the Meter Storage | 716.5262 | 971.2961 | 1123.2422 | 1174.2336 | 1257.111 | 1360.6827 | 1483.7879 | 1649.5774 | 1820.3576 | 2144.866 | 2554.3097 | 2775.9799 | 2957.0594 | 3227.2849 | 3487.1623 | 3843.9259 | 4271.5692 | 4592.0506 | 4897.3029 | 5216.9769 | 5584.6089
Total Storage Capacity |  | 2003.0525 | 2389.38 | 2858.291 | 3258.2014 | 3629.0686 | 3960.314 | 4193.8254 | 4520.1311 | 4845.8984 | 5512.5132 | 6346.5049 | 6735.2764 | 7022.2241 | 7489.9507 | 7920.1938 | 8536.4976 | 9421.9897 | 9924.2378 | 10380.6636 | 10850.893 | 11398.3276
Region | Technology | 2022 | 2023 | 2024 | 2025 | 2026 | 2027 | 2028 | 2029 | 2030 | 2031 | 2032 | 2033 | 2034 | 2035 | 2036 | 2037 | 2038 | 2039 | 2040 | 2041 | 2042
VIC | Shallow Storage | 490.7615 | 608.7781 | 788.3963 | 1101.5088 | 1391.0691 | 1550.9254 | 1640.0771 | 1903.238 | 2300.852 | 2559.8319 | 2711.244 | 2984.3407 | 3177.5307 | 3288.4358 | 3424.3609 | 3484.7258 | 3634.1891 | 3795.8916 | 3828.06 | 3882.7299 | 4022.9365
VIC | Medium Storage | 0 | 0 | 0 | 0 | 0 | 0 | 0 | 0 | 0 | 0 | 0 | 0 | 0 | 0 | 0 | 0 | 0 | 0 | 0 | 0 | 0
VIC | Deep Storage | 0 | 0 | 0 | 0 | 0 | 0 | 0 | 0 | 0 | 0 | 0 | 0 | 0 | 0 | 0 | 0 | 0 | 0 | 0 | 0 | 0
VIC | Behind the Meter Storage | 415.7615 | 626.0919 | 699.8102 | 806.8187 | 928.4423 | 999.3207 | 1095.378 | 1322.407 | 1663.6331 | 1918.7575 | 2102.8649 | 2397.0201 | 2686.7808 | 2889.6502 | 3107.2611 | 3265.032 | 3515.8671 | 3791.7305 | 3948.2159 | 4134.8971 | 4423.7451
Total Storage Capacity |  | 906.523 | 1234.87 | 1488.2065 | 1908.3275 | 2319.5115 | 2550.2461 | 2735.4551 | 3225.645 | 3964.4851 | 4478.5894 | 4814.1089 | 5381.3608 | 5864.3115 | 6178.0859 | 6531.6221 | 6749.7578 | 7150.0562 | 7587.6221 | 7776.2759 | 8017.627 | 8446.6816
Region | Technology | 2022 | 2023 | 2024 | 2025 | 2026 | 2027 | 2028 | 2029 | 2030 | 2031 | 2032 | 2033 | 2034 | 2035 | 2036 | 2037 | 2038 | 2039 | 2040 | 2041 | 2042
SA | Shallow Storage | 861.9088 | 893.0285 | 1066.9862 | 1266.9724 | 1413.2529 | 1578.8384 | 1629.9645 | 1657.655 | 1701.4874 | 1708.2751 | 1727.063 | 1729.7039 | 1825.8932 | 1895.3917 | 1912.3079 | 1951.1767 | 1995.6444 | 2038.6869 | 2047.4566 | 2025.3399 | 2021.9733
SA | Medium Storage | 0 | 0 | 0 | 0 | 0 | 0 | 0 | 0 | 0 | 0 | 0 | 0 | 0 | 0 | 0 | 0 | 0 | 0 | 0 | 0 | 0
SA | Deep Storage | 0 | 0 | 0 | 0 | 0 | 0 | 0 | 0 | 0 | 0 | 0 | 0 | 0 | 0 | 0 | 0 | 0 | 0 | 0 | 0 | 0
SA | Behind the Meter Storage | 646.9088 | 795.2895 | 835.7607 | 826.8326 | 845.327 | 923.4287 | 990.316 | 1043.5059 | 1111.0216 | 1176.2549 | 1230.0645 | 1272.6891 | 1396.2557 | 1524.9423 | 1590.0422 | 1678.2523 | 1775.8795 | 1876.6275 | 1946.7004 | 1986.486 | 2047.4833
Total Storage Capacity |  | 1508.8175 | 1688.318 | 1902.7469 | 2093.8051 | 2258.58 | 2502.2671 | 2620.2805 | 2701.1609 | 2812.509 | 2884.53 | 2957.1274 | 3002.3931 | 3222.1489 | 3420.334 | 3502.3501 | 3629.429 | 3771.5239 | 3915.3145 | 3994.157 | 4011.8259 | 4069.4565
Region | Technology | 2022 | 2023 | 2024 | 2025 | 2026 | 2027 | 2028 | 2029 | 2030 | 2031 | 2032 | 2033 | 2034 | 2035 | 2036 | 2037 | 2038 | 2039 | 2040 | 2041 | 2042
TAS | Shallow Storage | 57.352 | 54.26 | 62.3436 | 77.7213 | 88.248 | 92.9985 | 99.316 | 106.4896 | 137.9664 | 184.4559 | 219.4574 | 248.6925 | 263.029 | 268.2196 | 274.5532 | 292.7755 | 304.72 | 309.671 | 322.3367 | 349.7273 | 373.7991
TAS | Medium Storage | 0 | 0 | 0 | 0 | 0 | 0 | 0 | 0 | 0 | 0 | 0 | 0 | 0 | 0 | 0 | 0 | 0 | 0 | 0 | 0 | 0
TAS | Deep Storage | 0 | 0 | 0 | 0 | 0 | 0 | 0 | 0 | 0 | 0 | 0 | 0 | 0 | 0 | 0 | 0 | 0 | 0 | 0 | 0 | 0
TAS | Behind the Meter Storage | 57.352 | 63.644 | 61.1564 | 61.0877 | 62.256 | 62.9675 | 69.51 | 77.0264 | 103.1181 | 142.4346 | 175.0556 | 204.899 | 223.8145 | 235.6929 | 249.1293 | 274.3175 | 294.799 | 309.3315 | 332.4543 | 372.4407 | 411.041
Total Storage Capacity |  | 114.704 | 117.904 | 123.5 | 138.809 | 150.504 | 155.966 | 168.826 | 183.516 | 241.0845 | 326.8905 | 394.513 | 453.5915 | 486.8435 | 503.9125 | 523.6825 | 567.093 | 599.519 | 619.0025 | 654.791 | 722.168 | 784.84

## StorageGeneration_1
Generation by Storage (GWh) - High DER (Counterfactual)
Capacity calculated on 1 July. Years are financial year ending. Existing and new storages are group according to depth. For storage depth classifications, please refer to the 2020 ISP report.
Region | Technology | 2022 | 2023 | 2024 | 2025 | 2026 | 2027 | 2028 | 2029 | 2030 | 2031 | 2032 | 2033 | 2034 | 2035 | 2036 | 2037 | 2038 | 2039 | 2040 | 2041 | 2042
NEM | Shallow Storage | 714.0327 | 765.0714 | 769.1988 | 1160.3392 | 1445.9206 | 1755.0561 | 2204.8336 | 2181.0961 | 3057.6973 | 2522.2463 | 2877.6392 | 3670.6991 | 3676.9527 | 3807.1211 | 4105.1226 | 4098.7264 | 4100.4679 | 3626.5959 | 3605.4193 | 3696.403 | 3528.0815
NEM | Medium Storage | 6.88 | 49.9554 | 21.4242 | 62.1021 | 18.98 | 53.8623 | 154.3212 | 137.9886 | 248.291 | 245.4094 | 221.1004 | 357.9499 | 297.7705 | 281.4087 | 730.6691 | 1430.496 | 1745.5943 | 1335.5168 | 1556.1398 | 1472.8006 | 1387.0991
NEM | Deep Storage | 0 | 0 | 0 | 124.1189 | 471.1571 | 537.0935 | 780.687 | 450.9026 | 414.663 | 431.5432 | 441.0859 | 1266.6815 | 1123.0511 | 998.4767 | 2424.9603 | 2361.818 | 1580.3499 | 1757.303 | 2150.0977 | 2110.5692 | 1834.5215
NEM | Behind the Meter Storage | 1476.9144 | 1734.4357 | 1885.9898 | 2129.5164 | 2438.7158 | 2918.5638 | 3391.8615 | 3987.7678 | 4874.1185 | 5798.3635 | 6723.567 | 7496.4003 | 8185.4893 | 8946.6948 | 9664.3368 | 10498.975 | 11373.7157 | 12204.1085 | 12898.6532 | 13777.8922 | 14762.5073
Total Storage Generation |  | 2197.827 | 2549.4625 | 2676.6129 | 3476.0767 | 4374.7735 | 5264.5756 | 6531.7033 | 6757.7551 | 8594.7698 | 8997.5624 | 10263.3925 | 12791.7308 | 13283.2636 | 14033.7013 | 16925.0888 | 18390.0154 | 18800.1278 | 18923.5242 | 20210.3099 | 21057.665 | 21512.2094
Region | Technology | 2022 | 2023 | 2024 | 2025 | 2026 | 2027 | 2028 | 2029 | 2030 | 2031 | 2032 | 2033 | 2034 | 2035 | 2036 | 2037 | 2038 | 2039 | 2040 | 2041 | 2042
NSW | Shallow Storage | 160.5924 | 173.4033 | 83.1725 | 213.2039 | 308.2935 | 390.6196 | 475.0294 | 576.9472 | 672.4152 | 602.7015 | 700.2988 | 1174.1519 | 1137.1747 | 1168.7336 | 1316.8098 | 1293.934 | 1213.2174 | 1093.0352 | 1061.4476 | 1157.1197 | 1095.2296
NSW | Medium Storage | 3.3456 | 18.3126 | 7.4839 | 28.0636 | 4.795 | 16.5714 | 20.9907 | 9.8506 | 12.7012 | 11.8217 | 14.8087 | 7.6139 | 4.1386 | 19.2183 | 66.0392 | 75.7403 | 67.1094 | 45.7222 | 42.1542 | 29.9953 | 29.8445
NSW | Deep Storage | 0 | 0 | 0 | 124.1189 | 471.1571 | 537.0935 | 780.687 | 450.9026 | 414.663 | 431.5432 | 441.0859 | 1266.6815 | 1123.0511 | 998.4767 | 2360.2751 | 2299.6419 | 1501.1454 | 1685.773 | 1141.5313 | 1118.3357 | 815.7237
NSW | Behind the Meter Storage | 337.9823 | 392.0744 | 415.0001 | 444.8642 | 499.3693 | 618.9786 | 767.4659 | 1015.776 | 1423.6562 | 1833.1801 | 2200.6512 | 2478.9058 | 2724.7283 | 3014.1605 | 3328.81 | 3630.7897 | 3883.9308 | 4130.8922 | 4389.7523 | 4761.8357 | 5158.4481
Total Storage Generation |  | 501.9203 | 583.7903 | 505.6565 | 810.2506 | 1283.6149 | 1563.2631 | 2044.173 | 2053.4764 | 2523.4356 | 2879.2465 | 3356.8447 | 4927.3532 | 4989.0927 | 5200.5891 | 7071.9341 | 7300.106 | 6665.403 | 6955.4225 | 6634.8854 | 7067.2864 | 7099.2459
Region | Technology | 2022 | 2023 | 2024 | 2025 | 2026 | 2027 | 2028 | 2029 | 2030 | 2031 | 2032 | 2033 | 2034 | 2035 | 2036 | 2037 | 2038 | 2039 | 2040 | 2041 | 2042
QLD | Shallow Storage | 170.5418 | 213.1053 | 230.5209 | 347.7329 | 454.5368 | 529.2831 | 870.1534 | 864.8971 | 1522.2856 | 824.6455 | 1005.9541 | 1116.2657 | 1152.3606 | 1202.0117 | 1258.7314 | 1331.637 | 1349.9795 | 1165.3812 | 1237.1031 | 1245.178 | 1163.4334
QLD | Medium Storage | 3.5344 | 31.6429 | 13.9403 | 34.0386 | 14.185 | 37.2909 | 133.3305 | 128.138 | 235.5898 | 233.5876 | 206.2917 | 350.336 | 293.6319 | 262.1904 | 370.7037 | 991.6525 | 1295.661 | 943.5589 | 1035.0122 | 986.8185 | 901.07
QLD | Deep Storage | 0 | 0 | 0 | 0 | 0 | 0 | 0 | 0 | 0 | 0 | 0 | 0 | 0 | 0 | 0 | 0 | 0 | 0 | 0 | 0 | 0
QLD | Behind the Meter Storage | 438.8856 | 526.3328 | 603.0698 | 704.8348 | 815.9726 | 974.4748 | 1104.7064 | 1248.2666 | 1412.0456 | 1636.2553 | 1961.7562 | 2214.7053 | 2380.2854 | 2565.8474 | 2773.3845 | 3066.2523 | 3390.8159 | 3695.4165 | 3898.3368 | 4204.0942 | 4528.5209
Total Storage Generation |  | 612.9618 | 771.081 | 847.531 | 1086.6063 | 1284.6944 | 1541.0488 | 2108.1903 | 2241.3017 | 3169.921 | 2694.4884 | 3174.002 | 3681.307 | 3826.278 | 4030.0495 | 4402.8196 | 5389.5418 | 6036.4564 | 5804.3567 | 6170.452 | 6436.0907 | 6593.0243
Region | Technology | 2022 | 2023 | 2024 | 2025 | 2026 | 2027 | 2028 | 2029 | 2030 | 2031 | 2032 | 2033 | 2034 | 2035 | 2036 | 2037 | 2038 | 2039 | 2040 | 2041 | 2042
VIC | Shallow Storage | 127.6341 | 132.1002 | 144.4905 | 235.0765 | 297.2449 | 400.5186 | 408.2661 | 351.1952 | 449.7473 | 664.2468 | 728.3459 | 876.3995 | 880.3459 | 905.2869 | 989.8521 | 938.5082 | 963.1036 | 855.1479 | 824.7863 | 828.5001 | 823.0957
VIC | Medium Storage | 0 | 0 | 0 | 0 | 0 | 0 | 0 | 0 | 0 | 0 | 0 | 0 | 0 | 0 | 0 | 0 | 0 | 0 | 144.109 | 139.0379 | 138.7297
VIC | Deep Storage | 0 | 0 | 0 | 0 | 0 | 0 | 0 | 0 | 0 | 0 | 0 | 0 | 0 | 0 | 64.6852 | 62.1761 | 79.2045 | 71.53 | 1008.5664 | 992.2335 | 1018.7979
VIC | Behind the Meter Storage | 227.0437 | 304.8005 | 353.1969 | 431.1782 | 533.737 | 644.4521 | 740.6996 | 879.843 | 1108.7621 | 1321.354 | 1475.0656 | 1652.391 | 1849.5134 | 2026.2208 | 2155.4377 | 2309.1956 | 2488.9672 | 2680.1859 | 2824.3287 | 2959.421 | 3145.4239
Total Storage Generation |  | 354.6778 | 436.9007 | 497.6874 | 666.2546 | 830.9819 | 1044.9707 | 1148.9656 | 1231.0381 | 1558.5094 | 1985.6008 | 2203.4114 | 2528.7905 | 2729.8593 | 2931.5077 | 3209.975 | 3309.8799 | 3531.2752 | 3606.8638 | 4801.7904 | 4919.1924 | 5126.0472
Region | Technology | 2022 | 2023 | 2024 | 2025 | 2026 | 2027 | 2028 | 2029 | 2030 | 2031 | 2032 | 2033 | 2034 | 2035 | 2036 | 2037 | 2038 | 2039 | 2040 | 2041 | 2042
SA | Shallow Storage | 247.9349 | 245.548 | 303.943 | 356.8314 | 376.0338 | 425.5705 | 439.6831 | 377.388 | 399.2283 | 413.0918 | 418.7405 | 476.1126 | 473.9972 | 497.8128 | 502.534 | 501.2675 | 507.4084 | 480.0416 | 458.948 | 429.6968 | 422.185
SA | Medium Storage | 0 | 0 | 0 | 0 | 0 | 0 | 0 | 0 | 0 | 0 | 0 | 0 | 0 | 0 | 293.9261 | 363.1032 | 382.8239 | 346.2357 | 334.8644 | 316.949 | 317.4549
SA | Deep Storage | 0 | 0 | 0 | 0 | 0 | 0 | 0 | 0 | 0 | 0 | 0 | 0 | 0 | 0 | 0 | 0 | 0 | 0 | 0 | 0 | 0
SA | Behind the Meter Storage | 431.0208 | 468.0358 | 475.8194 | 508.752 | 547.5339 | 634.1251 | 727.2993 | 786.3808 | 856.6683 | 907.9337 | 957.9643 | 997.0833 | 1060.3607 | 1157.4151 | 1215.6002 | 1284.1406 | 1380.4299 | 1454.8583 | 1526.6161 | 1566.5929 | 1613.1191
Total Storage Generation |  | 678.9556 | 713.5838 | 779.7623 | 865.5834 | 923.5676 | 1059.6956 | 1166.9824 | 1163.7689 | 1255.8966 | 1321.0255 | 1376.7048 | 1473.1959 | 1534.3579 | 1655.2279 | 2012.0603 | 2148.5113 | 2270.6622 | 2281.1357 | 2320.4285 | 2313.2386 | 2352.759
Region | Technology | 2022 | 2023 | 2024 | 2025 | 2026 | 2027 | 2028 | 2029 | 2030 | 2031 | 2032 | 2033 | 2034 | 2035 | 2036 | 2037 | 2038 | 2039 | 2040 | 2041 | 2042
TAS | Shallow Storage | 7.3295 | 0.91455 | 7.072 | 7.4946 | 9.8117 | 9.0643 | 11.7017 | 10.6686 | 14.0209 | 17.5608 | 24.2999 | 27.7694 | 33.0743 | 33.2761 | 37.1954 | 33.3797 | 66.759 | 32.9899 | 23.1343 | 35.9085 | 24.1378
TAS | Medium Storage | 0 | 0 | 0 | 0 | 0 | 0 | 0 | 0 | 0 | 0 | 0 | 0 | 0 | 0 | 0 | 0 | 0 | 0 | 0 | 0 | 0
TAS | Deep Storage | 0 | 0 | 0 | 0 | 0 | 0 | 0 | 0 | 0 | 0 | 0 | 0 | 0 | 0 | 0 | 0 | 0 | 0 | 0 | 0 | 0
TAS | Behind the Meter Storage | 41.982 | 43.1921 | 38.9036 | 39.8872 | 42.103 | 46.533 | 51.6903 | 57.5014 | 72.9863 | 99.6403 | 128.1298 | 153.3148 | 170.6014 | 183.051 | 191.1044 | 208.5968 | 229.5719 | 242.7556 | 259.6193 | 285.9484 | 316.9953
Total Storage Generation |  | 49.3115 | 44.1067 | 45.9756 | 47.3818 | 51.9146 | 55.5974 | 63.392 | 68.17 | 87.0072 | 117.2011 | 152.4297 | 181.0842 | 203.6757 | 216.3271 | 228.2998 | 241.9765 | 296.3309 | 275.7456 | 282.7535 | 321.8568 | 341.1331

## StorageGeneration_2
Generation by Storage (GWh) - High DER (DP6)
Capacity calculated on 1 July. Years are financial year ending. Existing and new storages are group according to depth. For storage depth classifications, please refer to the 2020 ISP report.
Region | Technology | 2022 | 2023 | 2024 | 2025 | 2026 | 2027 | 2028 | 2029 | 2030 | 2031 | 2032 | 2033 | 2034 | 2035 | 2036 | 2037 | 2038 | 2039 | 2040 | 2041 | 2042
NEM | Shallow Storage | 713.2174 | 769.9179 | 780.0277 | 1170.4288 | 1503.2789 | 1649.8663 | 2221.3066 | 2249.5949 | 3294.9266 | 2825.7785 | 3148.2559 | 3872.8673 | 3801.9518 | 3999.5919 | 4464.6498 | 4667.8024 | 4786.521 | 4533.8045 | 4471.0559 | 4743.9369 | 4862.9277
NEM | Medium Storage | 6.88 | 55.0139 | 26.0923 | 93.4058 | 47.8564 | 79.966 | 193.063 | 163.4079 | 285.7389 | 277.1123 | 271.5744 | 339.169 | 222.7906 | 216.2016 | 1135.2643 | 1097.7419 | 1820.5304 | 1490.0608 | 1482.8584 | 1788.4243 | 1760.7407
NEM | Deep Storage | 0 | 0 | 0 | 137.919 | 1187.9143 | 974.7311 | 1427.253 | 732.6626 | 648.1289 | 632.8809 | 633.3504 | 2485.4855 | 2378.149 | 1488.2297 | 2885.8384 | 2818.795 | 3470.9749 | 3493.403 | 2980.9679 | 3497.597 | 3594.1791
NEM | Behind the Meter Storage | 1476.9144 | 1734.4357 | 1885.9898 | 2129.5164 | 2438.7158 | 2918.5638 | 3391.8615 | 3987.7678 | 4874.1185 | 5798.3635 | 6723.567 | 7496.4003 | 8185.4893 | 8946.6948 | 9664.3368 | 10498.975 | 11373.7157 | 12204.1085 | 12898.6532 | 13777.8922 | 14762.5073
Total Storage Generation |  | 2197.0117 | 2559.3675 | 2692.1097 | 3531.27 | 5177.7653 | 5623.1272 | 7233.484 | 7133.4331 | 9102.913 | 9534.1352 | 10776.7476 | 14193.9221 | 14588.3808 | 14650.7181 | 18150.0893 | 19083.3143 | 21451.742 | 21721.3768 | 21833.5354 | 23807.8503 | 24980.3548
Region | Technology | 2022 | 2023 | 2024 | 2025 | 2026 | 2027 | 2028 | 2029 | 2030 | 2031 | 2032 | 2033 | 2034 | 2035 | 2036 | 2037 | 2038 | 2039 | 2040 | 2041 | 2042
NSW | Shallow Storage | 160.5924 | 174.6929 | 87.8889 | 231.7731 | 321.2714 | 400.0522 | 479.2026 | 503.7403 | 726.8394 | 866.0957 | 1038.8543 | 1306.5442 | 1266.1499 | 1345.8257 | 1550.5347 | 1639.5043 | 1633.0636 | 1529.0879 | 1584.3063 | 1744.5732 | 1784.6075
NSW | Medium Storage | 3.3456 | 21.5314 | 10.6075 | 44.8582 | 20.5898 | 30.3254 | 48.0578 | 24.3191 | 31.263 | 30.5611 | 40.5041 | 115.2445 | 68.0651 | 72.1829 | 776.9186 | 765.5242 | 1433.3408 | 1227.2817 | 1197.2848 | 1439.9439 | 1450.7001
NSW | Deep Storage | 0 | 0 | 0 | 137.919 | 1187.9143 | 974.7311 | 1427.253 | 732.6626 | 648.1289 | 632.8809 | 633.3504 | 2485.4855 | 2378.149 | 1488.2297 | 2885.8384 | 2818.795 | 3051.901 | 3112.8395 | 2596.4294 | 3073.882 | 3173.2345
NSW | Behind the Meter Storage | 337.9823 | 392.0744 | 415.0001 | 444.8642 | 499.3693 | 618.9786 | 767.4659 | 1015.776 | 1423.6562 | 1833.1801 | 2200.6512 | 2478.9058 | 2724.7283 | 3014.1605 | 3328.81 | 3630.7897 | 3883.9308 | 4130.8922 | 4389.7523 | 4761.8357 | 5158.4481
Total Storage Generation |  | 501.9203 | 588.2987 | 513.4965 | 859.4145 | 2029.1447 | 2024.0873 | 2721.9793 | 2276.4979 | 2829.8875 | 3362.7178 | 3913.3599 | 6386.18 | 6437.0923 | 5920.3987 | 8542.1016 | 8854.6132 | 10002.2362 | 10000.1014 | 9767.7728 | 11020.2348 | 11566.9902
Region | Technology | 2022 | 2023 | 2024 | 2025 | 2026 | 2027 | 2028 | 2029 | 2030 | 2031 | 2032 | 2033 | 2034 | 2035 | 2036 | 2037 | 2038 | 2039 | 2040 | 2041 | 2042
QLD | Shallow Storage | 170.5418 | 212.5969 | 235.9182 | 367.1412 | 454.0751 | 459.7082 | 855.6545 | 888.1659 | 1599.1704 | 832.328 | 1008.8642 | 1128.4701 | 1176.7157 | 1227.558 | 1278.1232 | 1393.2844 | 1466.7476 | 1400.1717 | 1435.442 | 1494.2323 | 1512.9342
QLD | Medium Storage | 3.5344 | 33.4825 | 15.4847 | 48.5476 | 27.2666 | 49.6406 | 145.0051 | 139.0888 | 254.4759 | 246.5512 | 231.0703 | 223.9245 | 154.7256 | 144.0188 | 358.3458 | 332.2177 | 387.1896 | 262.7791 | 285.5736 | 348.4804 | 310.0405
QLD | Deep Storage | 0 | 0 | 0 | 0 | 0 | 0 | 0 | 0 | 0 | 0 | 0 | 0 | 0 | 0 | 0 | 0 | 419.0738 | 380.5634 | 384.5385 | 423.715 | 420.9445
QLD | Behind the Meter Storage | 438.8856 | 526.3328 | 603.0698 | 704.8348 | 815.9726 | 974.4748 | 1104.7064 | 1248.2666 | 1412.0456 | 1636.2553 | 1961.7562 | 2214.7053 | 2380.2854 | 2565.8474 | 2773.3845 | 3066.2523 | 3390.8159 | 3695.4165 | 3898.3368 | 4204.0942 | 4528.5209
Total Storage Generation |  | 612.9618 | 772.4123 | 854.4727 | 1120.5237 | 1297.3143 | 1483.8236 | 2105.3661 | 2275.5213 | 3265.6919 | 2715.1345 | 3201.6907 | 3567.0999 | 3711.7267 | 3937.4242 | 4409.8534 | 4791.7544 | 5663.827 | 5738.9308 | 6003.8908 | 6470.522 | 6772.4402
Region | Technology | 2022 | 2023 | 2024 | 2025 | 2026 | 2027 | 2028 | 2029 | 2030 | 2031 | 2032 | 2033 | 2034 | 2035 | 2036 | 2037 | 2038 | 2039 | 2040 | 2041 | 2042
VIC | Shallow Storage | 126.9242 | 135.04 | 148.9331 | 247.561 | 343.9134 | 384.365 | 432.2718 | 485.2192 | 592.1788 | 709.3564 | 683.8289 | 908.8309 | 845.8294 | 911.7319 | 1040.5753 | 1025.8007 | 1072.8954 | 1023.1684 | 879.4603 | 944.2734 | 1000.0735
VIC | Medium Storage | 0 | 0 | 0 | 0 | 0 | 0 | 0 | 0 | 0 | 0 | 0 | 0 | 0 | 0 | 0 | 0 | 0 | 0 | 0 | 0 | 0
VIC | Deep Storage | 0 | 0 | 0 | 0 | 0 | 0 | 0 | 0 | 0 | 0 | 0 | 0 | 0 | 0 | 0 | 0 | 0 | 0 | 0 | 0 | 0
VIC | Behind the Meter Storage | 227.0437 | 304.8005 | 353.1969 | 431.1782 | 533.737 | 644.4521 | 740.6996 | 879.843 | 1108.7621 | 1321.354 | 1475.0656 | 1652.391 | 1849.5134 | 2026.2208 | 2155.4377 | 2309.1956 | 2488.9672 | 2680.1859 | 2824.3287 | 2959.421 | 3145.4239
Total Storage Generation |  | 353.968 | 439.8405 | 502.13 | 678.7392 | 877.6504 | 1028.8172 | 1172.9714 | 1365.0622 | 1700.9409 | 2030.7105 | 2158.8945 | 2561.2219 | 2695.3428 | 2937.9526 | 3196.013 | 3334.9963 | 3561.8625 | 3703.3543 | 3703.789 | 3903.6944 | 4145.4975
Region | Technology | 2022 | 2023 | 2024 | 2025 | 2026 | 2027 | 2028 | 2029 | 2030 | 2031 | 2032 | 2033 | 2034 | 2035 | 2036 | 2037 | 2038 | 2039 | 2040 | 2041 | 2042
SA | Shallow Storage | 247.9734 | 246.6735 | 300.5387 | 311.6933 | 370.1494 | 401.6422 | 433.4186 | 365.82 | 366.9974 | 390.3835 | 381.1769 | 472.7559 | 464.6074 | 471.8336 | 518.6049 | 529.9213 | 528.7344 | 511.4502 | 503.5921 | 481.0229 | 481.6392
SA | Medium Storage | 0 | 0 | 0 | 0 | 0 | 0 | 0 | 0 | 0 | 0 | 0 | 0 | 0 | 0 | 0 | 0 | 0 | 0 | 0 | 0 | 0
SA | Deep Storage | 0 | 0 | 0 | 0 | 0 | 0 | 0 | 0 | 0 | 0 | 0 | 0 | 0 | 0 | 0 | 0 | 0 | 0 | 0 | 0 | 0
SA | Behind the Meter Storage | 431.0208 | 468.0358 | 475.8194 | 508.752 | 547.5339 | 634.1251 | 727.2993 | 786.3808 | 856.6683 | 907.9337 | 957.9643 | 997.0833 | 1060.3607 | 1157.4151 | 1215.6002 | 1284.1406 | 1380.4299 | 1454.8583 | 1526.6161 | 1566.5929 | 1613.1191
Total Storage Generation |  | 678.9941 | 714.7093 | 776.358 | 820.4453 | 917.6833 | 1035.7674 | 1160.7179 | 1152.2009 | 1223.6657 | 1298.3172 | 1339.1412 | 1469.8393 | 1524.968 | 1629.2487 | 1734.2051 | 1814.0618 | 1909.1644 | 1966.3085 | 2030.2082 | 2047.6158 | 2094.7583
Region | Technology | 2022 | 2023 | 2024 | 2025 | 2026 | 2027 | 2028 | 2029 | 2030 | 2031 | 2032 | 2033 | 2034 | 2035 | 2036 | 2037 | 2038 | 2039 | 2040 | 2041 | 2042
TAS | Shallow Storage | 7.1855 | 0.91455 | 6.7489 | 12.2601 | 13.8696 | 4.0987 | 20.7591 | 6.6495 | 9.7406 | 27.615 | 35.5316 | 56.2662 | 48.6494 | 42.6427 | 76.8117 | 79.2917 | 85.08 | 69.9262 | 68.2553 | 79.835 | 83.6733
TAS | Medium Storage | 0 | 0 | 0 | 0 | 0 | 0 | 0 | 0 | 0 | 0 | 0 | 0 | 0 | 0 | 0 | 0 | 0 | 0 | 0 | 0 | 0
TAS | Deep Storage | 0 | 0 | 0 | 0 | 0 | 0 | 0 | 0 | 0 | 0 | 0 | 0 | 0 | 0 | 0 | 0 | 0 | 0 | 0 | 0 | 0
TAS | Behind the Meter Storage | 41.982 | 43.1921 | 38.9036 | 39.8872 | 42.103 | 46.533 | 51.6903 | 57.5014 | 72.9863 | 99.6403 | 128.1298 | 153.3148 | 170.6014 | 183.051 | 191.1044 | 208.5968 | 229.5719 | 242.7556 | 259.6193 | 285.9484 | 316.9953
Total Storage Generation |  | 49.1675 | 44.1067 | 45.6525 | 52.1473 | 55.9726 | 50.6317 | 72.4494 | 64.1508 | 82.7269 | 127.2553 | 163.6613 | 209.581 | 219.2509 | 225.6937 | 267.9161 | 287.8885 | 314.6519 | 312.6818 | 327.8746 | 365.7834 | 400.6686

## DispatchableCapacity_1
Dispatchable Capacity built (MW) - High DER (Counterfactual)
Capacity calculated on 1 July. Years are financial year ending. Capacity built in 2022 includes all capacity built since 2019-20. For storage depth classifications, please refer to the 2020 ISP report.
Region | Technology | 2022 | 2023 | 2024 | 2025 | 2026 | 2027 | 2028 | 2029 | 2030 | 2031 | 2032 | 2033 | 2034 | 2035 | 2036 | 2037 | 2038 | 2039 | 2040 | 2041 | 2042
NEM | CCGT | 0 | 0 | 0 | 0 | 0 | 0 | 0 | 0 | 0 | 0 | 0 | 0 | 0 | 0 | 0 | 0 | 0 | 0 | 0 | 0 | 0
NEM | Peaking Gas+Liquids | 0 | 0 | 0 | 0 | 0 | 0 | 0 | 0 | 107.3439 | 107.3439 | 107.3439 | 1647.6187 | 2003.6947 | 2544.1286 | 2728.6507 | 4200.5382 | 5399.3499 | 5831.8463 | 6942.4673 | 7012.4422 | 7519.6253
NEM | Hydro | 0 | 0 | 0 | 0 | 0 | 0 | 0 | 0 | 0 | 0 | 0 | 0 | 0 | 0 | 0 | 0 | 0 | 0 | 0 | 0 | 0
NEM | Shallow Storage | 1325.652 | 1634.2196 | 2482.7377 | 3530.5781 | 4453.59 | 5254.8546 | 5740.3405 | 6704.1422 | 8019.2357 | 9266.5825 | 10323.0645 | 11043.6411 | 11766.5636 | 12565.0551 | 13169.8198 | 13728.5 | 14448.7021 | 14979.1984 | 15403.3563 | 15940.8413 | 16466.5641
NEM | Medium Storage | 0 | 20 | 20 | 20 | 20 | 20 | 20 | 20 | 20 | 20 | 20 | 20 | 20 | 20 | 224.5378 | 589.3856 | 822.0662 | 822.0662 | 905.7401 | 905.7401 | 905.7401
NEM | Deep Storage | 0 | 0 | 0 | 2040 | 2040 | 2040 | 2040 | 2040 | 2040 | 2040 | 2040 | 2040 | 2040 | 2040 | 2065.4256 | 2065.4256 | 2072.4213 | 2072.4213 | 2545.1895 | 2545.1895 | 2545.1895
NEM | DSP | -60.5153 | -18.6013 | 21.0437 | 62.3669 | 99.7107 | 141.2117 | 181.2106 | 226.8478 | 270.7193 | 314.3543 | 360.4223 | 402.7307 | 445.2893 | 493.6971 | 538.3017 | 588.4874 | 640.1664 | 689.3242 | 744.1184 | 797.0466 | 849.864
NEM | New Interconnectors | 0 | 185 | 185 | 185 | 185 | 185 | 185 | 185 | 185 | 185 | 185 | 185 | 185 | 185 | 185 | 185 | 185 | 185 | 185 | 185 | 185
NEM | Retired Dispatchable | 0 | 740 | 2420 | 2420 | 2420 | 2420 | 2420 | 3505 | 5175 | 5937.5 | 6312.5 | 9801.84 | 10318.84 | 10480.84 | 15830.84 | 16530.84 | 18296.24 | 18296.24 | 19379.64 | 19499.64 | 19499.64
Total Dispatchable Capacity Built |  | 1265.1367 | 1635.6183 | 2523.7814 | 5652.945 | 6613.3007 | 7456.0663 | 7981.5511 | 8990.99 | 10457.2989 | 11748.2807 | 12850.8307 | 15153.9905 | 16275.5476 | 17662.8808 | 18726.7356 | 21172.3368 | 23382.7059 | 24394.8564 | 26540.8715 | 27201.2597 | 28286.983
Region | Technology | 2022 | 2023 | 2024 | 2025 | 2026 | 2027 | 2028 | 2029 | 2030 | 2031 | 2032 | 2033 | 2034 | 2035 | 2036 | 2037 | 2038 | 2039 | 2040 | 2041 | 2042
NSW | CCGT | 0 | 0 | 0 | 0 | 0 | 0 | 0 | 0 | 0 | 0 | 0 | 0 | 0 | 0 | 0 | 0 | 0 | 0 | 0 | 0 | 0
NSW | Peaking Gas+Liquids | 0 | 0 | 0 | 0 | 0 | 0 | 0 | 0 | 107.3439 | 107.3439 | 107.3439 | 1647.6187 | 2003.6947 | 2544.1286 | 2728.6507 | 4086.8884 | 4086.8884 | 4164.6338 | 4502.2265 | 4502.2265 | 4886.673
NSW | Hydro | 0 | 0 | 0 | 0 | 0 | 0 | 0 | 0 | 0 | 0 | 0 | 0 | 0 | 0 | 0 | 0 | 0 | 0 | 0 | 0 | 0
NSW | Shallow Storage | 342.6435 | 393.609 | 563.5027 | 733.9477 | 922.6023 | 1166.0011 | 1394.4854 | 1899.7459 | 2586.929 | 3149.9124 | 3576.645 | 3825.1474 | 4083.4859 | 4453.8823 | 4729.1062 | 4910.7903 | 5112.3652 | 5251.399 | 5470.7795 | 5797.7652 | 5982.7737
NSW | Medium Storage | 0 | 0 | 0 | 0 | 0 | 0 | 0 | 0 | 0 | 0 | 0 | 0 | 0 | 0 | 0 | 0 | 0 | 0 | 0 | 0 | 0
NSW | Deep Storage | 0 | 0 | 0 | 2040 | 2040 | 2040 | 2040 | 2040 | 2040 | 2040 | 2040 | 2040 | 2040 | 2040 | 2040 | 2040 | 2040 | 2040 | 2040 | 2040 | 2040
NSW | DSP | 15.7302 | 32.5017 | 48.3064 | 64.336 | 79.3571 | 96.5223 | 112.0543 | 131.4414 | 150.5457 | 168.0659 | 186.2718 | 204.3669 | 222.1747 | 243.944 | 260.9801 | 280.9968 | 302.4739 | 324.9815 | 345.6616 | 367.4786 | 388.3522
NSW | New Interconnectors | 0 | 185 | 185 | 185 | 185 | 185 | 185 | 185 | 185 | 185 | 185 | 185 | 185 | 185 | 185 | 185 | 185 | 185 | 185 | 185 | 185
NSW | Retired Dispatchable | 0 | 500 | 2000 | 2000 | 2000 | 2000 | 2000 | 2000 | 3320 | 3320 | 3320 | 6200 | 6200 | 6200 | 8990 | 8990 | 8990 | 8990 | 8990 | 8990 | 8990
Total Dispatchable Capacity Built |  | 358.3737 | 426.1107 | 611.809 | 2838.2837 | 3041.9594 | 3302.5234 | 3546.5397 | 4071.1873 | 4884.8186 | 5465.3223 | 5910.2607 | 7717.133 | 8349.3553 | 9281.9549 | 9758.737 | 11318.6755 | 11541.7275 | 11781.0142 | 12358.6676 | 12707.4703 | 13297.7989
Region | Technology | 2022 | 2023 | 2024 | 2025 | 2026 | 2027 | 2028 | 2029 | 2030 | 2031 | 2032 | 2033 | 2034 | 2035 | 2036 | 2037 | 2038 | 2039 | 2040 | 2041 | 2042
QLD | CCGT | 0 | 0 | 0 | 0 | 0 | 0 | 0 | 0 | 0 | 0 | 0 | 0 | 0 | 0 | 0 | 0 | 0 | 0 | 0 | 0 | 0
QLD | Peaking Gas+Liquids | 0 | 0 | 0 | 0 | 0 | 0 | 0 | 0 | 0 | 0 | 0 | 0 | 0 | 0 | 0 | 0 | 1052.0341 | 1406.7852 | 1829.8505 | 1829.8505 | 1952.587
QLD | Hydro | 0 | 0 | 0 | 0 | 0 | 0 | 0 | 0 | 0 | 0 | 0 | 0 | 0 | 0 | 0 | 0 | 0 | 0 | 0 | 0 | 0
QLD | Shallow Storage | 391.6212 | 503.1789 | 820.1438 | 1169.0628 | 1457.0526 | 1684.7263 | 1795.1325 | 1955.6487 | 2110.6359 | 2452.7422 | 2877.2902 | 3044.3915 | 3150.2597 | 3347.7607 | 3518.1265 | 3777.6667 | 4090.4184 | 4272.185 | 4423.3585 | 4573.914 | 4753.7166
QLD | Medium Storage | 0 | 20 | 20 | 20 | 20 | 20 | 20 | 20 | 20 | 20 | 20 | 20 | 20 | 20 | 20 | 347.0536 | 579.7342 | 579.7342 | 579.7342 | 579.7342 | 579.7342
QLD | Deep Storage | 0 | 0 | 0 | 0 | 0 | 0 | 0 | 0 | 0 | 0 | 0 | 0 | 0 | 0 | 0 | 0 | 0 | 0 | 0 | 0 | 0
QLD | DSP | 6.9365 | 15.2808 | 22.4934 | 29.318 | 36.1662 | 43.2405 | 52.0302 | 59.3168 | 66.3065 | 73.5643 | 82.1454 | 89.5503 | 97.6823 | 105.748 | 115.2599 | 123.2931 | 132.6669 | 140.8865 | 151.6667 | 160.8369 | 169.3653
QLD | New Interconnectors | 0 | 185 | 185 | 185 | 185 | 185 | 185 | 185 | 185 | 185 | 185 | 185 | 185 | 185 | 185 | 185 | 185 | 185 | 185 | 185 | 185
QLD | Retired Dispatchable | 0 | 0 | 0 | 0 | 0 | 0 | 0 | 1085 | 1085 | 1085 | 1085 | 1085 | 1377 | 1494 | 3174 | 3874 | 5110.4 | 5110.4 | 5253.8 | 5253.8 | 5253.8
Total Dispatchable Capacity Built |  | 398.5578 | 538.4597 | 862.6372 | 1218.3808 | 1513.2189 | 1747.9668 | 1867.1627 | 2034.9655 | 2196.9424 | 2546.3065 | 2979.4356 | 3153.9418 | 3267.9421 | 3473.5087 | 3653.3865 | 4248.0134 | 5854.8536 | 6399.5909 | 6984.6099 | 7144.3355 | 7455.4031
Region | Technology | 2022 | 2023 | 2024 | 2025 | 2026 | 2027 | 2028 | 2029 | 2030 | 2031 | 2032 | 2033 | 2034 | 2035 | 2036 | 2037 | 2038 | 2039 | 2040 | 2041 | 2042
VIC | CCGT | 0 | 0 | 0 | 0 | 0 | 0 | 0 | 0 | 0 | 0 | 0 | 0 | 0 | 0 | 0 | 0 | 0 | 0 | 0 | 0 | 0
VIC | Peaking Gas+Liquids | 0 | 0 | 0 | 0 | 0 | 0 | 0 | 0 | 0 | 0 | 0 | 0 | 0 | 0 | 0 | 0 | 0 | 0 | 0 | 0 | 0
VIC | Hydro | 0 | 0 | 0 | 0 | 0 | 0 | 0 | 0 | 0 | 0 | 0 | 0 | 0 | 0 | 0 | 0 | 0 | 0 | 0 | 0 | 0
VIC | Shallow Storage | 244.6265 | 362.6431 | 542.2613 | 855.3738 | 1144.9341 | 1304.7904 | 1393.9421 | 1657.103 | 2054.717 | 2313.6969 | 2465.109 | 2738.2058 | 2986.3957 | 3117.3008 | 3253.2259 | 3313.5908 | 3463.0541 | 3624.7566 | 3656.925 | 3711.5949 | 3851.8016
VIC | Medium Storage | 0 | 0 | 0 | 0 | 0 | 0 | 0 | 0 | 0 | 0 | 0 | 0 | 0 | 0 | 0 | 0 | 0 | 0 | 83.6739 | 83.6739 | 83.6739
VIC | Deep Storage | 0 | 0 | 0 | 0 | 0 | 0 | 0 | 0 | 0 | 0 | 0 | 0 | 0 | 0 | 25.4256 | 25.4256 | 32.4213 | 32.4213 | 505.1895 | 505.1895 | 505.1895
VIC | DSP | -87.252 | -75.0476 | -62.7513 | -48.5954 | -37.3091 | -24.5417 | -12.0141 | 1.9026 | 14.4257 | 28.6294 | 42.8732 | 55.1986 | 68.2066 | 81.8102 | 95.6959 | 112.3603 | 127.6146 | 141.5245 | 160.0426 | 177.1703 | 194.3613
VIC | New Interconnectors | 0 | 0 | 0 | 0 | 0 | 0 | 0 | 0 | 0 | 0 | 0 | 0 | 0 | 0 | 0 | 0 | 0 | 0 | 0 | 0 | 0
VIC | Retired Dispatchable | 0 | 0 | 0 | 0 | 0 | 0 | 0 | 0 | 350 | 700 | 1075 | 1450 | 1675 | 1695 | 1695 | 1695 | 1695 | 1695 | 2635 | 2635 | 2635
Total Dispatchable Capacity Built |  | 157.3745 | 287.5956 | 479.51 | 806.7784 | 1107.625 | 1280.2487 | 1381.928 | 1659.0057 | 2069.1427 | 2342.3262 | 2507.9822 | 2793.4044 | 3054.6023 | 3199.1109 | 3374.3475 | 3451.3767 | 3623.0899 | 3798.7024 | 4405.831 | 4477.6286 | 4635.0262
Region | Technology | 2022 | 2023 | 2024 | 2025 | 2026 | 2027 | 2028 | 2029 | 2030 | 2031 | 2032 | 2033 | 2034 | 2035 | 2036 | 2037 | 2038 | 2039 | 2040 | 2041 | 2042
SA | CCGT | 0 | 0 | 0 | 0 | 0 | 0 | 0 | 0 | 0 | 0 | 0 | 0 | 0 | 0 | 0 | 0 | 0 | 0 | 0 | 0 | 0
SA | Peaking Gas+Liquids | 0 | 0 | 0 | 0 | 0 | 0 | 0 | 0 | 0 | 0 | 0 | 0 | 0 | 0 | 0 | 113.6498 | 260.4274 | 260.4274 | 610.3903 | 680.3652 | 680.3652
SA | Hydro | 0 | 0 | 0 | 0 | 0 | 0 | 0 | 0 | 0 | 0 | 0 | 0 | 0 | 0 | 0 | 0 | 0 | 0 | 0 | 0 | 0
SA | Shallow Storage | 316.1137 | 347.2335 | 521.1912 | 721.1774 | 867.4579 | 1033.0433 | 1084.1695 | 1111.86 | 1155.6924 | 1192.4801 | 1211.268 | 1213.9089 | 1310.0982 | 1404.5967 | 1421.5129 | 1460.3816 | 1504.8494 | 1547.8919 | 1556.6616 | 1534.5449 | 1531.1783
SA | Medium Storage | 0 | 0 | 0 | 0 | 0 | 0 | 0 | 0 | 0 | 0 | 0 | 0 | 0 | 0 | 204.5378 | 242.3319 | 242.3319 | 242.3319 | 242.3319 | 242.3319 | 242.3319
SA | Deep Storage | 0 | 0 | 0 | 0 | 0 | 0 | 0 | 0 | 0 | 0 | 0 | 0 | 0 | 0 | 0 | 0 | 0 | 0 | 0 | 0 | 0
SA | DSP | 4.0459 | 8.3802 | 12.5342 | 16.736 | 20.835 | 25.1357 | 28.8248 | 33.1865 | 37.8227 | 42.3344 | 47.2175 | 51.605 | 55.0612 | 59.8704 | 64.1221 | 69.4088 | 74.7443 | 79.0687 | 83.6512 | 88.3324 | 94.2625
SA | New Interconnectors | 0 | 0 | 0 | 0 | 0 | 0 | 0 | 0 | 0 | 0 | 0 | 0 | 0 | 0 | 0 | 0 | 0 | 0 | 0 | 0 | 0
SA | Retired Dispatchable | 0 | 240 | 420 | 420 | 420 | 420 | 420 | 420 | 420 | 832.5 | 832.5 | 1066.84 | 1066.84 | 1091.84 | 1971.84 | 1971.84 | 2500.84 | 2500.84 | 2500.84 | 2500.84 | 2500.84
Total Dispatchable Capacity Built |  | 320.1597 | 355.6137 | 533.7254 | 737.9134 | 888.293 | 1058.1791 | 1112.9943 | 1145.0465 | 1193.5151 | 1234.8145 | 1258.4855 | 1265.5139 | 1365.1594 | 1464.467 | 1690.1728 | 1885.7722 | 2082.3531 | 2129.72 | 2493.035 | 2545.5744 | 2548.1379
Region | Technology | 2022 | 2023 | 2024 | 2025 | 2026 | 2027 | 2028 | 2029 | 2030 | 2031 | 2032 | 2033 | 2034 | 2035 | 2036 | 2037 | 2038 | 2039 | 2040 | 2041 | 2042
TAS | CCGT | 0 | 0 | 0 | 0 | 0 | 0 | 0 | 0 | 0 | 0 | 0 | 0 | 0 | 0 | 0 | 0 | 0 | 0 | 0 | 0 | 0
TAS | Peaking Gas+Liquids | 0 | 0 | 0 | 0 | 0 | 0 | 0 | 0 | 0 | 0 | 0 | 0 | 0 | 0 | 0 | 0 | 0 | 0 | 0 | 0 | 0
TAS | Hydro | 0 | 0 | 0 | 0 | 0 | 0 | 0 | 0 | 0 | 0 | 0 | 0 | 0 | 0 | 0 | 0 | 0 | 0 | 0 | 0 | 0
TAS | Shallow Storage | 30.647 | 27.555 | 35.6386 | 51.0163 | 61.543 | 66.2935 | 72.611 | 79.7846 | 111.2614 | 157.7509 | 192.7524 | 221.9875 | 236.324 | 241.5146 | 247.8482 | 266.0705 | 278.015 | 282.966 | 295.6317 | 323.0223 | 347.0941
TAS | Medium Storage | 0 | 0 | 0 | 0 | 0 | 0 | 0 | 0 | 0 | 0 | 0 | 0 | 0 | 0 | 0 | 0 | 0 | 0 | 0 | 0 | 0
TAS | Deep Storage | 0 | 0 | 0 | 0 | 0 | 0 | 0 | 0 | 0 | 0 | 0 | 0 | 0 | 0 | 0 | 0 | 0 | 0 | 0 | 0 | 0
TAS | DSP | 0.024008 | 0.28353 | 0.46102 | 0.57228 | 0.66143 | 0.85484 | 0.31543 | 1.0004 | 1.6186 | 1.7602 | 1.9143 | 2.0099 | 2.1645 | 2.3246 | 2.2436 | 2.4285 | 2.6668 | 2.863 | 3.0963 | 3.2284 | 3.5228
TAS | New Interconnectors | 0 | 0 | 0 | 0 | 0 | 0 | 0 | 0 | 0 | 0 | 0 | 0 | 0 | 0 | 0 | 0 | 0 | 0 | 0 | 0 | 0
TAS | Retired Dispatchable | 0 | 0 | 0 | 0 | 0 | 0 | 0 | 0 | 0 | 0 | 0 | 0 | 0 | 0 | 0 | 0 | 0 | 0 | 0 | 120 | 120
Total Dispatchable Capacity Built |  | 30.671 | 27.8386 | 36.0997 | 51.5886 | 62.2044 | 67.1483 | 72.9264 | 80.785 | 112.8801 | 159.5111 | 194.6667 | 223.9974 | 238.4885 | 243.8392 | 250.0919 | 268.499 | 280.6818 | 285.829 | 298.728 | 326.2508 | 350.6169

## DispatchableCapacity_2
Dispatchable Capacity built (MW) - High DER (DP6)
Capacity calculated on 1 July. Years are financial year ending. Capacity built in 2022 includes all capacity built since 2019-20. For storage depth classifications, please refer to the 2020 ISP report.
Region | Technology | 2022 | 2023 | 2024 | 2025 | 2026 | 2027 | 2028 | 2029 | 2030 | 2031 | 2032 | 2033 | 2034 | 2035 | 2036 | 2037 | 2038 | 2039 | 2040 | 2041 | 2042
NEM | CCGT | 0 | 0 | 0 | 0 | 0 | 0 | 0 | 0 | 0 | 0 | 0 | 0 | 0 | 0 | 0 | 0 | 0 | 0 | 0 | 0 | 0
NEM | Peaking Gas+Liquids | 0 | 0 | 0 | 0 | 0 | 0 | 0 | 0 | 0 | 0 | 0 | 0 | 0 | 0 | 0 | 0 | 0 | 0 | 0 | 0 | 0
NEM | Hydro | 0 | 0 | 0 | 0 | 0 | 0 | 0 | 0 | 0 | 0 | 390 | 390 | 390 | 390 | 390 | 390 | 390 | 390 | 390 | 390 | 390
NEM | Shallow Storage | 1325.652 | 1634.2196 | 2482.7377 | 3530.5781 | 4453.59 | 5254.8546 | 5740.3405 | 6704.1422 | 8019.2357 | 9266.5825 | 10323.0645 | 11043.6411 | 11766.5636 | 12565.0551 | 13169.8198 | 13728.5 | 14448.7021 | 14979.1984 | 15403.3563 | 15940.8413 | 16466.5641
NEM | Medium Storage | 0 | 20 | 20 | 20 | 20 | 20 | 20 | 20 | 20 | 20 | 20 | 20 | 20 | 20 | 205.1425 | 205.1425 | 427.7878 | 427.7878 | 427.7878 | 463.1424 | 463.1424
NEM | Deep Storage | 0 | 0 | 0 | 2040 | 2040 | 2040 | 2040 | 2040 | 2040 | 2040 | 2040 | 2040 | 2040 | 2040 | 2040 | 2040 | 2185.0971 | 2185.0971 | 2185.0971 | 2185.0971 | 2185.0971
NEM | DSP | -60.5153 | -18.6013 | 21.0437 | 62.3669 | 99.7107 | 141.2117 | 181.2106 | 226.8478 | 270.7193 | 314.3543 | 360.4223 | 402.7307 | 445.2893 | 493.6971 | 538.3017 | 588.4874 | 640.1664 | 689.3242 | 744.1184 | 797.0466 | 849.864
NEM | New Interconnectors | 0 | 270 | 270 | 1170 | 1170 | 1170 | 1170 | 1170 | 1170 | 1170 | 1920 | 2742.5 | 2742.5 | 2742.5 | 6812.5 | 6812.5 | 6812.5 | 6812.5 | 6812.5 | 6812.5 | 6812.5
NEM | Retired Dispatchable | 0 | 740 | 2420 | 2420 | 2420 | 2420 | 2420 | 3505 | 5175 | 5937.5 | 6312.5 | 9801.84 | 10318.84 | 10480.84 | 15830.84 | 16530.84 | 18296.24 | 18296.24 | 19379.64 | 19499.64 | 19499.64
Total Dispatchable Capacity Built |  | 1265.1367 | 1635.6183 | 2523.7814 | 5652.945 | 6613.3007 | 7456.0663 | 7981.5511 | 8990.99 | 10349.9549 | 11640.9368 | 13133.4868 | 13896.3718 | 14661.8529 | 15508.7522 | 16343.2641 | 16952.1299 | 18091.7535 | 18671.4076 | 19150.3596 | 19776.1275 | 20354.6677
Region | Technology | 2022 | 2023 | 2024 | 2025 | 2026 | 2027 | 2028 | 2029 | 2030 | 2031 | 2032 | 2033 | 2034 | 2035 | 2036 | 2037 | 2038 | 2039 | 2040 | 2041 | 2042
NSW | CCGT | 0 | 0 | 0 | 0 | 0 | 0 | 0 | 0 | 0 | 0 | 0 | 0 | 0 | 0 | 0 | 0 | 0 | 0 | 0 | 0 | 0
NSW | Peaking Gas+Liquids | 0 | 0 | 0 | 0 | 0 | 0 | 0 | 0 | 0 | 0 | 0 | 0 | 0 | 0 | 0 | 0 | 0 | 0 | 0 | 0 | 0
NSW | Hydro | 0 | 0 | 0 | 0 | 0 | 0 | 0 | 0 | 0 | 0 | 0 | 0 | 0 | 0 | 0 | 0 | 0 | 0 | 0 | 0 | 0
NSW | Shallow Storage | 342.6435 | 393.609 | 563.5027 | 733.9477 | 922.6023 | 1166.0011 | 1394.4854 | 1899.7459 | 2586.929 | 3149.9124 | 3576.645 | 3825.1474 | 4083.4859 | 4453.8823 | 4729.1062 | 4910.7903 | 5112.3652 | 5251.399 | 5470.7795 | 5797.7652 | 5982.7737
NSW | Medium Storage | 0 | 0 | 0 | 0 | 0 | 0 | 0 | 0 | 0 | 0 | 0 | 0 | 0 | 0 | 185.1425 | 185.1425 | 407.7878 | 407.7878 | 407.7878 | 443.1424 | 443.1424
NSW | Deep Storage | 0 | 0 | 0 | 2040 | 2040 | 2040 | 2040 | 2040 | 2040 | 2040 | 2040 | 2040 | 2040 | 2040 | 2040 | 2040 | 2040 | 2040 | 2040 | 2040 | 2040
NSW | DSP | 15.7302 | 32.5017 | 48.3064 | 64.336 | 79.3571 | 96.5223 | 112.0543 | 131.4414 | 150.5457 | 168.0659 | 186.2718 | 204.3669 | 222.1747 | 243.944 | 260.9801 | 280.9968 | 302.4739 | 324.9815 | 345.6616 | 367.4786 | 388.3522
NSW | New Interconnectors | 0 | 270 | 270 | 1170 | 1170 | 1170 | 1170 | 1170 | 1170 | 1170 | 1170 | 1992.5 | 1992.5 | 1992.5 | 5312.5 | 5312.5 | 5312.5 | 5312.5 | 5312.5 | 5312.5 | 5312.5
NSW | Retired Dispatchable | 0 | 500 | 2000 | 2000 | 2000 | 2000 | 2000 | 2000 | 3320 | 3320 | 3320 | 6200 | 6200 | 6200 | 8990 | 8990 | 8990 | 8990 | 8990 | 8990 | 8990
Total Dispatchable Capacity Built |  | 358.3737 | 426.1107 | 611.809 | 2838.2837 | 3041.9594 | 3302.5234 | 3546.5397 | 4071.1873 | 4777.4747 | 5357.9784 | 5802.9167 | 6069.5143 | 6345.6606 | 6737.8263 | 7215.2288 | 7416.9296 | 7862.6269 | 8024.1683 | 8264.2289 | 8648.3862 | 8854.2682
Region | Technology | 2022 | 2023 | 2024 | 2025 | 2026 | 2027 | 2028 | 2029 | 2030 | 2031 | 2032 | 2033 | 2034 | 2035 | 2036 | 2037 | 2038 | 2039 | 2040 | 2041 | 2042
QLD | CCGT | 0 | 0 | 0 | 0 | 0 | 0 | 0 | 0 | 0 | 0 | 0 | 0 | 0 | 0 | 0 | 0 | 0 | 0 | 0 | 0 | 0
QLD | Peaking Gas+Liquids | 0 | 0 | 0 | 0 | 0 | 0 | 0 | 0 | 0 | 0 | 0 | 0 | 0 | 0 | 0 | 0 | 0 | 0 | 0 | 0 | 0
QLD | Hydro | 0 | 0 | 0 | 0 | 0 | 0 | 0 | 0 | 0 | 0 | 0 | 0 | 0 | 0 | 0 | 0 | 0 | 0 | 0 | 0 | 0
QLD | Shallow Storage | 391.6212 | 503.1789 | 820.1438 | 1169.0628 | 1457.0526 | 1684.7263 | 1795.1325 | 1955.6487 | 2110.6359 | 2452.7422 | 2877.2902 | 3044.3915 | 3150.2597 | 3347.7607 | 3518.1265 | 3777.6667 | 4090.4184 | 4272.185 | 4423.3585 | 4573.914 | 4753.7166
QLD | Medium Storage | 0 | 20 | 20 | 20 | 20 | 20 | 20 | 20 | 20 | 20 | 20 | 20 | 20 | 20 | 20 | 20 | 20 | 20 | 20 | 20 | 20
QLD | Deep Storage | 0 | 0 | 0 | 0 | 0 | 0 | 0 | 0 | 0 | 0 | 0 | 0 | 0 | 0 | 0 | 0 | 145.0971 | 145.0971 | 145.0971 | 145.0971 | 145.0971
QLD | DSP | 6.9365 | 15.2808 | 22.4934 | 29.318 | 36.1662 | 43.2405 | 52.0302 | 59.3168 | 66.3065 | 73.5643 | 82.1454 | 89.5503 | 97.6823 | 105.748 | 115.2599 | 123.2931 | 132.6669 | 140.8865 | 151.6667 | 160.8369 | 169.3653
QLD | New Interconnectors | 0 | 185 | 185 | 185 | 185 | 185 | 185 | 185 | 185 | 185 | 185 | 1007.5 | 1007.5 | 1007.5 | 2462.5 | 2462.5 | 2462.5 | 2462.5 | 2462.5 | 2462.5 | 2462.5
QLD | Retired Dispatchable | 0 | 0 | 0 | 0 | 0 | 0 | 0 | 1085 | 1085 | 1085 | 1085 | 1085 | 1377 | 1494 | 3174 | 3874 | 5110.4 | 5110.4 | 5253.8 | 5253.8 | 5253.8
Total Dispatchable Capacity Built |  | 398.5578 | 538.4597 | 862.6372 | 1218.3808 | 1513.2189 | 1747.9668 | 1867.1627 | 2034.9655 | 2196.9424 | 2546.3065 | 2979.4356 | 3153.9418 | 3267.9421 | 3473.5087 | 3653.3865 | 3920.9598 | 4388.1824 | 4578.1686 | 4740.1223 | 4899.848 | 5088.179
Region | Technology | 2022 | 2023 | 2024 | 2025 | 2026 | 2027 | 2028 | 2029 | 2030 | 2031 | 2032 | 2033 | 2034 | 2035 | 2036 | 2037 | 2038 | 2039 | 2040 | 2041 | 2042
VIC | CCGT | 0 | 0 | 0 | 0 | 0 | 0 | 0 | 0 | 0 | 0 | 0 | 0 | 0 | 0 | 0 | 0 | 0 | 0 | 0 | 0 | 0
VIC | Peaking Gas+Liquids | 0 | 0 | 0 | 0 | 0 | 0 | 0 | 0 | 0 | 0 | 0 | 0 | 0 | 0 | 0 | 0 | 0 | 0 | 0 | 0 | 0
VIC | Hydro | 0 | 0 | 0 | 0 | 0 | 0 | 0 | 0 | 0 | 0 | 0 | 0 | 0 | 0 | 0 | 0 | 0 | 0 | 0 | 0 | 0
VIC | Shallow Storage | 244.6265 | 362.6431 | 542.2613 | 855.3738 | 1144.9341 | 1304.7904 | 1393.9421 | 1657.103 | 2054.717 | 2313.6969 | 2465.109 | 2738.2058 | 2986.3957 | 3117.3008 | 3253.2259 | 3313.5908 | 3463.0541 | 3624.7566 | 3656.925 | 3711.5949 | 3851.8016
VIC | Medium Storage | 0 | 0 | 0 | 0 | 0 | 0 | 0 | 0 | 0 | 0 | 0 | 0 | 0 | 0 | 0 | 0 | 0 | 0 | 0 | 0 | 0
VIC | Deep Storage | 0 | 0 | 0 | 0 | 0 | 0 | 0 | 0 | 0 | 0 | 0 | 0 | 0 | 0 | 0 | 0 | 0 | 0 | 0 | 0 | 0
VIC | DSP | -87.252 | -75.0476 | -62.7513 | -48.5954 | -37.3091 | -24.5417 | -12.0141 | 1.9026 | 14.4257 | 28.6294 | 42.8732 | 55.1986 | 68.2066 | 81.8102 | 95.6959 | 112.3603 | 127.6146 | 141.5245 | 160.0426 | 177.1703 | 194.3613
VIC | New Interconnectors | 0 | 85 | 85 | 85 | 85 | 85 | 85 | 85 | 85 | 85 | 835 | 835 | 835 | 835 | 3450 | 3450 | 3450 | 3450 | 3450 | 3450 | 3450
VIC | Retired Dispatchable | 0 | 0 | 0 | 0 | 0 | 0 | 0 | 0 | 350 | 700 | 1075 | 1450 | 1675 | 1695 | 1695 | 1695 | 1695 | 1695 | 2635 | 2635 | 2635
Total Dispatchable Capacity Built |  | 157.3745 | 287.5956 | 479.51 | 806.7784 | 1107.625 | 1280.2487 | 1381.928 | 1659.0057 | 2069.1427 | 2342.3262 | 2507.9822 | 2793.4044 | 3054.6023 | 3199.1109 | 3348.9219 | 3425.9511 | 3590.6687 | 3766.2811 | 3816.9676 | 3888.7652 | 4046.1628
Region | Technology | 2022 | 2023 | 2024 | 2025 | 2026 | 2027 | 2028 | 2029 | 2030 | 2031 | 2032 | 2033 | 2034 | 2035 | 2036 | 2037 | 2038 | 2039 | 2040 | 2041 | 2042
SA | CCGT | 0 | 0 | 0 | 0 | 0 | 0 | 0 | 0 | 0 | 0 | 0 | 0 | 0 | 0 | 0 | 0 | 0 | 0 | 0 | 0 | 0
SA | Peaking Gas+Liquids | 0 | 0 | 0 | 0 | 0 | 0 | 0 | 0 | 0 | 0 | 0 | 0 | 0 | 0 | 0 | 0 | 0 | 0 | 0 | 0 | 0
SA | Hydro | 0 | 0 | 0 | 0 | 0 | 0 | 0 | 0 | 0 | 0 | 0 | 0 | 0 | 0 | 0 | 0 | 0 | 0 | 0 | 0 | 0
SA | Shallow Storage | 316.1137 | 347.2335 | 521.1912 | 721.1774 | 867.4579 | 1033.0433 | 1084.1695 | 1111.86 | 1155.6924 | 1192.4801 | 1211.268 | 1213.9089 | 1310.0982 | 1404.5967 | 1421.5129 | 1460.3816 | 1504.8494 | 1547.8919 | 1556.6616 | 1534.5449 | 1531.1783
SA | Medium Storage | 0 | 0 | 0 | 0 | 0 | 0 | 0 | 0 | 0 | 0 | 0 | 0 | 0 | 0 | 0 | 0 | 0 | 0 | 0 | 0 | 0
SA | Deep Storage | 0 | 0 | 0 | 0 | 0 | 0 | 0 | 0 | 0 | 0 | 0 | 0 | 0 | 0 | 0 | 0 | 0 | 0 | 0 | 0 | 0
SA | DSP | 4.0459 | 8.3802 | 12.5342 | 16.736 | 20.835 | 25.1357 | 28.8248 | 33.1865 | 37.8227 | 42.3344 | 47.2175 | 51.605 | 55.0612 | 59.8704 | 64.1221 | 69.4088 | 74.7443 | 79.0687 | 83.6512 | 88.3324 | 94.2625
SA | New Interconnectors | 0 | 0 | 0 | 900 | 900 | 900 | 900 | 900 | 900 | 900 | 900 | 900 | 900 | 900 | 900 | 900 | 900 | 900 | 900 | 900 | 900
SA | Retired Dispatchable | 0 | 240 | 420 | 420 | 420 | 420 | 420 | 420 | 420 | 832.5 | 832.5 | 1066.84 | 1066.84 | 1091.84 | 1971.84 | 1971.84 | 2500.84 | 2500.84 | 2500.84 | 2500.84 | 2500.84
Total Dispatchable Capacity Built |  | 320.1597 | 355.6137 | 533.7254 | 737.9134 | 888.293 | 1058.1791 | 1112.9943 | 1145.0465 | 1193.5151 | 1234.8145 | 1258.4855 | 1265.5139 | 1365.1594 | 1464.467 | 1485.635 | 1529.7904 | 1579.5937 | 1626.9606 | 1640.3127 | 1622.8773 | 1625.4408
Region | Technology | 2022 | 2023 | 2024 | 2025 | 2026 | 2027 | 2028 | 2029 | 2030 | 2031 | 2032 | 2033 | 2034 | 2035 | 2036 | 2037 | 2038 | 2039 | 2040 | 2041 | 2042
TAS | CCGT | 0 | 0 | 0 | 0 | 0 | 0 | 0 | 0 | 0 | 0 | 0 | 0 | 0 | 0 | 0 | 0 | 0 | 0 | 0 | 0 | 0
TAS | Peaking Gas+Liquids | 0 | 0 | 0 | 0 | 0 | 0 | 0 | 0 | 0 | 0 | 0 | 0 | 0 | 0 | 0 | 0 | 0 | 0 | 0 | 0 | 0
TAS | Hydro | 0 | 0 | 0 | 0 | 0 | 0 | 0 | 0 | 0 | 0 | 390 | 390 | 390 | 390 | 390 | 390 | 390 | 390 | 390 | 390 | 390
TAS | Shallow Storage | 30.647 | 27.555 | 35.6386 | 51.0163 | 61.543 | 66.2935 | 72.611 | 79.7846 | 111.2614 | 157.7509 | 192.7524 | 221.9875 | 236.324 | 241.5146 | 247.8482 | 266.0705 | 278.015 | 282.966 | 295.6317 | 323.0223 | 347.0941
TAS | Medium Storage | 0 | 0 | 0 | 0 | 0 | 0 | 0 | 0 | 0 | 0 | 0 | 0 | 0 | 0 | 0 | 0 | 0 | 0 | 0 | 0 | 0
TAS | Deep Storage | 0 | 0 | 0 | 0 | 0 | 0 | 0 | 0 | 0 | 0 | 0 | 0 | 0 | 0 | 0 | 0 | 0 | 0 | 0 | 0 | 0
TAS | DSP | 0.024008 | 0.28353 | 0.46102 | 0.57228 | 0.66143 | 0.85484 | 0.31543 | 1.0004 | 1.6186 | 1.7602 | 1.9143 | 2.0099 | 2.1645 | 2.3246 | 2.2436 | 2.4285 | 2.6668 | 2.863 | 3.0963 | 3.2284 | 3.5228
TAS | New Interconnectors | 0 | 0 | 0 | 0 | 0 | 0 | 0 | 0 | 0 | 0 | 750 | 750 | 750 | 750 | 1500 | 1500 | 1500 | 1500 | 1500 | 1500 | 1500
TAS | Retired Dispatchable | 0 | 0 | 0 | 0 | 0 | 0 | 0 | 0 | 0 | 0 | 0 | 0 | 0 | 0 | 0 | 0 | 0 | 0 | 0 | 120 | 120
Total Dispatchable Capacity Built |  | 30.671 | 27.8386 | 36.0997 | 51.5886 | 62.2044 | 67.1483 | 72.9264 | 80.785 | 112.8801 | 159.5111 | 584.6667 | 613.9974 | 628.4885 | 633.8392 | 640.0919 | 658.499 | 670.6818 | 675.829 | 688.728 | 716.2508 | 740.6169

## REZCapacity_1
Installed capacity by REZ (MW) - High DER (Counterfactual)
Capacity installed at the beginning of each financial year, i.e. 1st July. Years are financial year ending. This includes the cumulative development of VRE capacity beyond existing and committed projects.
Large-scale Solar
Region | REZ Name | REZ Code | 2022 | 2023 | 2024 | 2025 | 2026 | 2027 | 2028 | 2029 | 2030 | 2031 | 2032 | 2033 | 2034 | 2035 | 2036 | 2037 | 2038 | 2039 | 2040 | 2041 | 2042
QLD | Far North QLD | Q1 | 0 | 55 | 55 | 55 | 55 | 55 | 55 | 55 | 55 | 55 | 55 | 55 | 55 | 55 | 55 | 55 | 55 | 55 | 55 | 55 | 55
QLD | North Qld Clean Energy Hub | Q2 | 0 | 0 | 0 | 0 | 0 | 0 | 0 | 0 | 0 | 0 | 0 | 0 | 0 | 0 | 0 | 0 | 0 | 0 | 0 | 0 | 0
QLD | Northern Qld | Q3 | 0 | 0 | 0 | 0 | 0 | 0 | 566.5217 | 566.5217 | 566.5217 | 566.5217 | 566.5217 | 566.5217 | 566.5217 | 566.5217 | 566.5217 | 566.5217 | 566.5217 | 566.5217 | 566.5217 | 566.5217 | 566.5217
QLD | Isaac | Q4 | 0 | 355 | 355 | 355 | 355 | 355 | 355 | 355 | 355 | 355 | 355 | 355 | 355 | 355 | 355 | 355 | 355 | 355 | 355 | 355 | 355
QLD | Barcaldine | Q5 | 0 | 0 | 0 | 0 | 0 | 0 | 0 | 0 | 0 | 0 | 0 | 0 | 0 | 0 | 0 | 0 | 0 | 0 | 0 | 0 | 0
QLD | Fitzroy | Q6 | 0 | 0 | 0 | 0 | 0 | 170.8826 | 170.8826 | 170.8826 | 198.5728 | 198.5728 | 198.5728 | 198.5728 | 198.5728 | 198.5728 | 198.5728 | 198.5728 | 198.5728 | 198.5728 | 198.5728 | 198.5728 | 198.5728
QLD | Wide Bay | Q7 | 0 | 0 | 0 | 0 | 0 | 0 | 0 | 0 | 0 | 0 | 0 | 0 | 0 | 0 | 32.5479 | 32.5479 | 32.5479 | 32.5479 | 32.5479 | 32.5479 | 32.5479
QLD | Darling Downs | Q8 | 0 | 0 | 0 | 0 | 0 | 0 | 0 | 741.767 | 1591.0204 | 1591.0204 | 1591.0204 | 1591.0204 | 1591.0204 | 1591.0204 | 1591.0204 | 1591.0204 | 1591.0204 | 1591.0204 | 1591.0204 | 1591.0204 | 1591.0204
NSW | North West NSW | N1 | 0 | 115 | 115 | 115 | 115 | 115 | 115 | 115 | 115 | 115 | 115 | 115 | 115 | 115 | 115 | 115 | 115 | 115 | 115 | 115 | 115
NSW | New England | N2 | 0 | 115 | 115 | 115 | 115 | 115 | 115 | 115 | 300 | 300 | 300 | 300 | 300 | 300 | 300 | 300 | 300 | 300 | 300 | 300 | 300
NSW | Central-West Orana | N3 | 0 | 150 | 150 | 150 | 150 | 150 | 150 | 150 | 150 | 150 | 150 | 150 | 150 | 150 | 150 | 150 | 150 | 150 | 150 | 150 | 150
NSW | Southern NSW Tablelands | N4 | 0 | 0 | 0 | 0 | 0 | 0 | 0 | 0 | 0 | 0 | 0 | 0 | 0 | 0 | 0 | 0 | 0 | 0 | 0 | 0 | 0
NSW | Broken Hill | N5 | 0 | 0 | 0 | 0 | 0 | 0 | 0 | 0 | 0 | 0 | 0 | 0 | 0 | 0 | 0 | 0 | 0 | 0 | 0 | 0 | 0
NSW | South West NSW | N6 | 0 | 0 | 0 | 0 | 0 | 0 | 0 | 0 | 0 | 0 | 0 | 0 | 0 | 0 | 0 | 0 | 0 | 0 | 0 | 0 | 0
NSW | Wagga Wagga | N7 | 0 | 0 | 0 | 0 | 0 | 0 | 0 | 0 | 0 | 0 | 0 | 0 | 0 | 0 | 0 | 0 | 0 | 0 | 0 | 0 | 0
NSW | Tumut | N8 | 0 | 0 | 0 | 0 | 0 | 0 | 0 | 0 | 0 | 0 | 0 | 0 | 0 | 0 | 0 | 0 | 0 | 0 | 0 | 0 | 0
NSW | Cooma-Monaro | N9 | 0 | 0 | 0 | 0 | 0 | 0 | 0 | 0 | 0 | 0 | 0 | 0 | 0 | 0 | 0 | 0 | 0 | 0 | 0 | 0 | 0
VIC | Ovens Murray | V1 | 0 | 0 | 0 | 0 | 0 | 0 | 0 | 0 | 0 | 0 | 0 | 0 | 0 | 0 | 0 | 0 | 0 | 0 | 0 | 0 | 0
VIC | Murray River | V2 | 0 | 0 | 0 | 0 | 0 | 0 | 0 | 0 | 0 | 0 | 0 | 0 | 0 | 0 | 0 | 0 | 0 | 0 | 0 | 0 | 0
VIC | Western Victoria | V3 | 0 | 0 | 0 | 0 | 0 | 0 | 0 | 0 | 0 | 0 | 0 | 0 | 0 | 0 | 0 | 0 | 0 | 0 | 0 | 0 | 0
VIC | South West Victoria | V4 | 0 | 0 | 0 | 0 | 0 | 0 | 0 | 0 | 0 | 0 | 0 | 0 | 0 | 0 | 0 | 0 | 0 | 0 | 0 | 0 | 0
VIC | Gippsland | V5 | 0 | 0 | 0 | 0 | 0 | 0 | 0 | 0 | 0 | 0 | 0 | 0 | 0 | 0 | 0 | 0 | 0 | 0 | 0 | 0 | 0
VIC | Central North Vic | V6 | 0 | 0 | 0 | 0 | 120 | 240 | 360 | 440 | 440 | 440 | 440 | 440 | 440 | 440 | 440 | 440 | 440 | 440 | 440 | 440 | 440
SA | South East SA | S1 | 0 | 0 | 0 | 0 | 0 | 0 | 0 | 0 | 0 | 0 | 0 | 55 | 55 | 55 | 55 | 55 | 55 | 55 | 55 | 55 | 55
SA | Riverland | S2 | 0 | 0 | 0 | 0 | 0 | 0 | 0 | 0 | 0 | 0 | 0 | 200 | 200 | 200 | 200 | 200 | 200 | 200 | 200 | 200 | 200
SA | Mid-North SA | S3 | 0 | 0 | 0 | 0 | 0 | 0 | 0 | 0 | 0 | 0 | 0 | 0 | 0 | 0 | 0 | 0 | 0 | 0 | 0 | 0 | 0
SA | Yorke Peninsula | S4 | 0 | 0 | 0 | 0 | 0 | 0 | 0 | 0 | 0 | 0 | 0 | 0 | 0 | 0 | 0 | 0 | 0 | 0 | 0 | 0 | 0
SA | Northern SA | S5 | 0 | 0 | 0 | 0 | 0 | 0 | 0 | 0 | 0 | 0 | 0 | 0 | 0 | 0 | 0 | 0 | 0 | 0 | 0 | 0 | 0
SA | Leigh Creek | S6 | 0 | 0 | 0 | 0 | 0 | 0 | 0 | 0 | 0 | 0 | 0 | 0 | 0 | 0 | 0 | 0 | 0 | 0 | 0 | 0 | 0
SA | Roxby Downs | S7 | 0 | 0 | 0 | 0 | 0 | 0 | 0 | 0 | 0 | 0 | 0 | 960 | 960 | 960 | 960 | 960 | 960 | 960 | 960 | 960 | 960
SA | Eastern Eyre Peninsula | S8 | 0 | 0 | 0 | 0 | 0 | 0 | 0 | 0 | 0 | 0 | 0 | 0 | 0 | 0 | 0 | 0 | 0 | 0 | 0 | 0 | 0
SA | Western Eyre Peninsula | S9 | 0 | 0 | 0 | 0 | 0 | 0 | 0 | 0 | 0 | 0 | 0 | 0 | 0 | 0 | 0 | 0 | 0 | 0 | 0 | 0 | 0
TAS | North East Tasmania | T1 | 0 | 0 | 0 | 0 | 0 | 0 | 0 | 0 | 0 | 0 | 0 | 0 | 0 | 0 | 0 | 0 | 0 | 0 | 0 | 0 | 0
TAS | North West Tasmania | T2 | 0 | 0 | 0 | 0 | 0 | 0 | 150 | 150 | 150 | 150 | 150 | 150 | 150 | 150 | 150 | 150 | 150 | 150 | 150 | 150 | 150
TAS | Tasmania Midlands | T3 | 0 | 0 | 0 | 0 | 0 | 0 | 0 | 0 | 0 | 0 | 0 | 0 | 0 | 0 | 0 | 0 | 0 | 0 | 0 | 0 | 0
Shadow REZs |  |  | 0 | 0 | 0 | 0 | 0 | 0 | 0 | 0 | 0 | 0 | 0 | 0 | 868.1217 | 868.1217 | 1301.2793 | 1301.2793 | 1812.5 | 1812.5 | 1812.5 | 1812.5 | 1812.5
Total Capacity |  |  | 0 | 790 | 790 | 790 | 910 | 1200.8826 | 2037.4044 | 2859.1714 | 3921.1149 | 3921.1149 | 3921.1149 | 5136.1149 | 6004.2366 | 6004.2366 | 6469.9421 | 6469.9421 | 6981.1628 | 6981.1628 | 6981.1628 | 6981.1628 | 6981.1628
Wind
Region | REZ Name | REZ Code | 2022 | 2023 | 2024 | 2025 | 2026 | 2027 | 2028 | 2029 | 2030 | 2031 | 2032 | 2033 | 2034 | 2035 | 2036 | 2037 | 2038 | 2039 | 2040 | 2041 | 2042
QLD | Far North QLD | Q1 | 0 | 0 | 0 | 0 | 0 | 308.9045 | 600 | 645 | 645 | 645 | 645 | 645 | 645 | 645 | 645 | 645 | 645 | 645 | 645 | 645 | 645
QLD | North Qld Clean Energy Hub | Q2 | 0 | 0 | 0 | 0 | 0 | 0 | 0 | 0 | 0 | 0 | 0 | 0 | 0 | 0 | 0 | 0 | 0 | 0 | 0 | 0 | 0
QLD | Northern Qld | Q3 | 0 | 0 | 0 | 0 | 0 | 0 | 0 | 0 | 0 | 0 | 0 | 0 | 0 | 0 | 0 | 0 | 0 | 0 | 0 | 0 | 0
QLD | Isaac | Q4 | 0 | 0 | 0 | 0 | 0 | 0 | 0 | 0 | 0 | 0 | 0 | 0 | 0 | 0 | 0 | 0 | 0 | 0 | 0 | 0 | 0
QLD | Barcaldine | Q5 | 0 | 0 | 0 | 0 | 0 | 0 | 0 | 0 | 0 | 0 | 0 | 0 | 0 | 0 | 0 | 0 | 0 | 0 | 0 | 0 | 0
QLD | Fitzroy | Q6 | 0 | 0 | 0 | 0 | 0 | 0 | 0 | 679.9055 | 679.9055 | 679.9055 | 679.9055 | 679.9055 | 679.9055 | 679.9055 | 679.9055 | 679.9055 | 679.9055 | 679.9055 | 679.9055 | 679.9055 | 679.9055
QLD | Wide Bay | Q7 | 0 | 0 | 0 | 0 | 0 | 0 | 0 | 0 | 0 | 0 | 0 | 0 | 0 | 0 | 142.9542 | 467.4521 | 467.4521 | 467.4521 | 467.4521 | 467.4521 | 467.4521
QLD | Darling Downs | Q8 | 0 | 500 | 500 | 500 | 500 | 500 | 500 | 539.0414 | 562.6194 | 562.6194 | 562.6194 | 562.6194 | 562.6194 | 562.6194 | 1400 | 1408.9796 | 1408.9796 | 1408.9796 | 1408.9796 | 1408.9796 | 1408.9796
NSW | North West NSW | N1 | 0 | 0 | 0 | 0 | 0 | 0 | 0 | 0 | 0 | 0 | 0 | 0 | 0 | 0 | 0 | 0 | 0 | 0 | 0 | 0 | 0
NSW | New England | N2 | 0 | 0 | 0 | 0 | 0 | 0 | 0 | 0 | 0 | 0 | 0 | 0 | 0 | 0 | 0 | 0 | 0 | 0 | 0 | 0 | 0
NSW | Central-West Orana | N3 | 0 | 0 | 0 | 0 | 0 | 0 | 0 | 0 | 0 | 0 | 0 | 550 | 550 | 550 | 550 | 550 | 550 | 550 | 550 | 550 | 550
NSW | Southern NSW Tablelands | N4 | 0 | 227 | 227 | 227 | 227 | 227 | 227 | 227 | 228 | 228 | 228 | 228 | 228 | 228 | 228 | 228 | 228 | 228 | 228 | 228 | 228
NSW | Broken Hill | N5 | 0 | 0 | 0 | 0 | 0 | 0 | 0 | 0 | 0 | 0 | 0 | 0 | 0 | 0 | 0 | 0 | 0 | 0 | 0 | 0 | 0
NSW | South West NSW | N6 | 0 | 0 | 0 | 0 | 0 | 0 | 0 | 0 | 0 | 0 | 0 | 0 | 0 | 0 | 0 | 0 | 0 | 0 | 0 | 0 | 0
NSW | Wagga Wagga | N7 | 0 | 0 | 0 | 0 | 0 | 0 | 0 | 0 | 0 | 0 | 0 | 0 | 0 | 0 | 0 | 0 | 0 | 0 | 0 | 0 | 0
NSW | Tumut | N8 | 0 | 0 | 0 | 0 | 0 | 0 | 0 | 0 | 0 | 0 | 0 | 0 | 0 | 0 | 0 | 0 | 0 | 0 | 0 | 0 | 0
NSW | Cooma-Monaro | N9 | 0 | 0 | 0 | 0 | 0 | 0 | 0 | 0 | 0 | 0 | 0 | 200 | 200 | 200 | 200 | 200 | 200 | 200 | 200 | 200 | 200
VIC | Ovens Murray | V1 | 0 | 0 | 0 | 0 | 0 | 0 | 0 | 0 | 0 | 0 | 0 | 0 | 0 | 0 | 0 | 0 | 0 | 0 | 0 | 0 | 0
VIC | Murray River | V2 | 0 | 0 | 0 | 0 | 0 | 0 | 0 | 0 | 0 | 0 | 0 | 0 | 0 | 0 | 0 | 0 | 0 | 0 | 0 | 0 | 0
VIC | Western Victoria | V3 | 0 | 209 | 209 | 209 | 209 | 450 | 450 | 450 | 450 | 450 | 450 | 450 | 450 | 450 | 450 | 450 | 450 | 450 | 450 | 450 | 450
VIC | South West Victoria | V4 | 0 | 151.2 | 151.2 | 151.2 | 151.2 | 151.2 | 151.2 | 151.2 | 490 | 490 | 490 | 490 | 490 | 490 | 490 | 490 | 750 | 750 | 750 | 750 | 750
VIC | Gippsland | V5 | 0 | 0 | 0 | 0 | 0 | 118.8 | 118.8 | 478.8 | 500 | 500 | 500 | 500 | 500 | 500 | 500 | 500 | 589.7527 | 589.7527 | 1002.3399 | 1765.9031 | 1765.9031
VIC | Central North Vic | V6 | 0 | 0 | 0 | 0 | 0 | 0 | 360 | 360 | 360 | 360 | 360 | 360 | 360 | 360 | 360 | 360 | 360 | 360 | 360 | 360 | 360
SA | South East SA | S1 | 0 | 0 | 0 | 0 | 0 | 0 | 0 | 0 | 0 | 0 | 0 | 0 | 0 | 0 | 0 | 0 | 0 | 0 | 0 | 0 | 0
SA | Riverland | S2 | 0 | 0 | 0 | 0 | 0 | 0 | 0 | 0 | 0 | 0 | 0 | 0 | 0 | 0 | 0 | 0 | 0 | 0 | 0 | 0 | 0
SA | Mid-North SA | S3 | 0 | 0 | 0 | 0 | 0 | 0 | 0 | 0 | 0 | 0 | 0 | 40 | 40 | 40 | 40 | 40 | 40 | 40 | 40 | 40 | 40
SA | Yorke Peninsula | S4 | 0 | 0 | 0 | 0 | 0 | 0 | 0 | 0 | 0 | 0 | 0 | 0 | 0 | 0 | 0 | 0 | 0 | 0 | 0 | 0 | 0
SA | Northern SA | S5 | 0 | 0 | 0 | 0 | 0 | 0 | 0 | 0 | 0 | 0 | 0 | 0 | 0 | 0 | 0 | 0 | 0 | 0 | 0 | 0 | 0
SA | Leigh Creek | S6 | 0 | 0 | 0 | 0 | 0 | 0 | 0 | 0 | 0 | 0 | 0 | 0 | 0 | 0 | 0 | 0 | 0 | 0 | 0 | 0 | 0
SA | Roxby Downs | S7 | 0 | 0 | 0 | 0 | 0 | 0 | 0 | 0 | 0 | 0 | 0 | 0 | 0 | 0 | 0 | 0 | 0 | 0 | 0 | 0 | 0
SA | Eastern Eyre Peninsula | S8 | 0 | 0 | 0 | 0 | 0 | 0 | 0 | 0 | 0 | 0 | 0 | 0 | 0 | 0 | 0 | 0 | 0 | 0 | 0 | 0 | 0
SA | Western Eyre Peninsula | S9 | 0 | 0 | 0 | 0 | 0 | 0 | 0 | 0 | 0 | 0 | 0 | 0 | 0 | 0 | 0 | 0 | 0 | 0 | 0 | 0 | 0
TAS | North East Tasmania | T1 | 0 | 0 | 0 | 0 | 0 | 7.225 | 7.225 | 88.3493 | 228.296 | 250 | 250 | 250 | 250 | 250 | 250 | 250 | 250 | 250 | 250 | 250 | 250
TAS | North West Tasmania | T2 | 0 | 0 | 0 | 0 | 0 | 0 | 89.5039 | 190 | 190 | 190 | 190 | 190 | 190 | 190 | 190 | 190 | 190 | 190 | 190 | 190 | 190
TAS | Tasmania Midlands | T3 | 0 | 0 | 100.7729 | 221.1614 | 350.2657 | 480 | 480 | 480 | 480 | 480 | 480 | 480 | 480 | 480 | 480 | 480 | 480 | 480 | 480 | 480 | 480
Shadow REZs |  |  | 0 | 0 | 0 | 0 | 0 | 0 | 0 | 0 | 0 | 0 | 0 | 0 | 0 | 0 | 5480 | 5480 | 5480 | 5480 | 5480 | 5480 | 5480
Total Capacity |  |  | 0 | 1087.2 | 1187.9729 | 1308.3614 | 1437.4657 | 2243.1296 | 2983.729 | 4289.2962 | 4813.8209 | 4835.5249 | 4835.5249 | 5625.5249 | 5625.5249 | 5625.5249 | 12085.8597 | 12419.3372 | 12769.0899 | 12769.0899 | 13181.6771 | 13945.2403 | 13945.2403
Large-scale Solar and Wind (Utility)
Region | REZ Name | REZ Code | 2022 | 2023 | 2024 | 2025 | 2026 | 2027 | 2028 | 2029 | 2030 | 2031 | 2032 | 2033 | 2034 | 2035 | 2036 | 2037 | 2038 | 2039 | 2040 | 2041 | 2042
QLD | Far North QLD | Q1 | 0 | 55 | 55 | 55 | 55 | 363.9045 | 655 | 700 | 700 | 700 | 700 | 700 | 700 | 700 | 700 | 700 | 700 | 700 | 700 | 700 | 700
QLD | North Qld Clean Energy Hub | Q2 | 0 | 0 | 0 | 0 | 0 | 0 | 0 | 0 | 0 | 0 | 0 | 0 | 0 | 0 | 0 | 0 | 0 | 0 | 0 | 0 | 0
QLD | Northern Qld | Q3 | 0 | 0 | 0 | 0 | 0 | 0 | 566.5217 | 566.5217 | 566.5217 | 566.5217 | 566.5217 | 566.5217 | 566.5217 | 566.5217 | 566.5217 | 566.5217 | 566.5217 | 566.5217 | 566.5217 | 566.5217 | 566.5217
QLD | Isaac | Q4 | 0 | 355 | 355 | 355 | 355 | 355 | 355 | 355 | 355 | 355 | 355 | 355 | 355 | 355 | 355 | 355 | 355 | 355 | 355 | 355 | 355
QLD | Barcaldine | Q5 | 0 | 0 | 0 | 0 | 0 | 0 | 0 | 0 | 0 | 0 | 0 | 0 | 0 | 0 | 0 | 0 | 0 | 0 | 0 | 0 | 0
QLD | Fitzroy | Q6 | 0 | 0 | 0 | 0 | 0 | 170.8826 | 170.8826 | 850.7882 | 878.4783 | 878.4783 | 878.4783 | 878.4783 | 878.4783 | 878.4783 | 878.4783 | 878.4783 | 878.4783 | 878.4783 | 878.4783 | 878.4783 | 878.4783
QLD | Wide Bay | Q7 | 0 | 0 | 0 | 0 | 0 | 0 | 0 | 0 | 0 | 0 | 0 | 0 | 0 | 0 | 175.5021 | 500 | 500 | 500 | 500 | 500 | 500
QLD | Darling Downs | Q8 | 0 | 500 | 500 | 500 | 500 | 500 | 500 | 1280.8084 | 2153.6398 | 2153.6398 | 2153.6398 | 2153.6398 | 2153.6398 | 2153.6398 | 2991.0204 | 3000 | 3000 | 3000 | 3000 | 3000 | 3000
NSW | North West NSW | N1 | 0 | 115 | 115 | 115 | 115 | 115 | 115 | 115 | 115 | 115 | 115 | 115 | 115 | 115 | 115 | 115 | 115 | 115 | 115 | 115 | 115
NSW | New England | N2 | 0 | 115 | 115 | 115 | 115 | 115 | 115 | 115 | 300 | 300 | 300 | 300 | 300 | 300 | 300 | 300 | 300 | 300 | 300 | 300 | 300
NSW | Central-West Orana | N3 | 0 | 150 | 150 | 150 | 150 | 150 | 150 | 150 | 150 | 150 | 150 | 700 | 700 | 700 | 700 | 700 | 700 | 700 | 700 | 700 | 700
NSW | Southern NSW Tablelands | N4 | 0 | 227 | 227 | 227 | 227 | 227 | 227 | 227 | 228 | 228 | 228 | 228 | 228 | 228 | 228 | 228 | 228 | 228 | 228 | 228 | 228
NSW | Broken Hill | N5 | 0 | 0 | 0 | 0 | 0 | 0 | 0 | 0 | 0 | 0 | 0 | 0 | 0 | 0 | 0 | 0 | 0 | 0 | 0 | 0 | 0
NSW | South West NSW | N6 | 0 | 0 | 0 | 0 | 0 | 0 | 0 | 0 | 0 | 0 | 0 | 0 | 0 | 0 | 0 | 0 | 0 | 0 | 0 | 0 | 0
NSW | Wagga Wagga | N7 | 0 | 0 | 0 | 0 | 0 | 0 | 0 | 0 | 0 | 0 | 0 | 0 | 0 | 0 | 0 | 0 | 0 | 0 | 0 | 0 | 0
NSW | Tumut | N8 | 0 | 0 | 0 | 0 | 0 | 0 | 0 | 0 | 0 | 0 | 0 | 0 | 0 | 0 | 0 | 0 | 0 | 0 | 0 | 0 | 0
NSW | Cooma-Monaro | N9 | 0 | 0 | 0 | 0 | 0 | 0 | 0 | 0 | 0 | 0 | 0 | 200 | 200 | 200 | 200 | 200 | 200 | 200 | 200 | 200 | 200
VIC | Ovens Murray | V1 | 0 | 0 | 0 | 0 | 0 | 0 | 0 | 0 | 0 | 0 | 0 | 0 | 0 | 0 | 0 | 0 | 0 | 0 | 0 | 0 | 0
VIC | Murray River | V2 | 0 | 0 | 0 | 0 | 0 | 0 | 0 | 0 | 0 | 0 | 0 | 0 | 0 | 0 | 0 | 0 | 0 | 0 | 0 | 0 | 0
VIC | Western Victoria | V3 | 0 | 209 | 209 | 209 | 209 | 450 | 450 | 450 | 450 | 450 | 450 | 450 | 450 | 450 | 450 | 450 | 450 | 450 | 450 | 450 | 450
VIC | South West Victoria | V4 | 0 | 151.2 | 151.2 | 151.2 | 151.2 | 151.2 | 151.2 | 151.2 | 490 | 490 | 490 | 490 | 490 | 490 | 490 | 490 | 750 | 750 | 750 | 750 | 750
VIC | Gippsland | V5 | 0 | 0 | 0 | 0 | 0 | 118.8 | 118.8 | 478.8 | 500 | 500 | 500 | 500 | 500 | 500 | 500 | 500 | 589.7527 | 589.7527 | 1002.3399 | 1765.9031 | 1765.9031
VIC | Central North Vic | V6 | 0 | 0 | 0 | 0 | 120 | 240 | 720 | 800 | 800 | 800 | 800 | 800 | 800 | 800 | 800 | 800 | 800 | 800 | 800 | 800 | 800
SA | South East SA | S1 | 0 | 0 | 0 | 0 | 0 | 0 | 0 | 0 | 0 | 0 | 0 | 55 | 55 | 55 | 55 | 55 | 55 | 55 | 55 | 55 | 55
SA | Riverland | S2 | 0 | 0 | 0 | 0 | 0 | 0 | 0 | 0 | 0 | 0 | 0 | 200 | 200 | 200 | 200 | 200 | 200 | 200 | 200 | 200 | 200
SA | Mid-North SA | S3 | 0 | 0 | 0 | 0 | 0 | 0 | 0 | 0 | 0 | 0 | 0 | 40 | 40 | 40 | 40 | 40 | 40 | 40 | 40 | 40 | 40
SA | Yorke Peninsula | S4 | 0 | 0 | 0 | 0 | 0 | 0 | 0 | 0 | 0 | 0 | 0 | 0 | 0 | 0 | 0 | 0 | 0 | 0 | 0 | 0 | 0
SA | Northern SA | S5 | 0 | 0 | 0 | 0 | 0 | 0 | 0 | 0 | 0 | 0 | 0 | 0 | 0 | 0 | 0 | 0 | 0 | 0 | 0 | 0 | 0
SA | Leigh Creek | S6 | 0 | 0 | 0 | 0 | 0 | 0 | 0 | 0 | 0 | 0 | 0 | 0 | 0 | 0 | 0 | 0 | 0 | 0 | 0 | 0 | 0
SA | Roxby Downs | S7 | 0 | 0 | 0 | 0 | 0 | 0 | 0 | 0 | 0 | 0 | 0 | 960 | 960 | 960 | 960 | 960 | 960 | 960 | 960 | 960 | 960
SA | Eastern Eyre Peninsula | S8 | 0 | 0 | 0 | 0 | 0 | 0 | 0 | 0 | 0 | 0 | 0 | 0 | 0 | 0 | 0 | 0 | 0 | 0 | 0 | 0 | 0
SA | Western Eyre Peninsula | S9 | 0 | 0 | 0 | 0 | 0 | 0 | 0 | 0 | 0 | 0 | 0 | 0 | 0 | 0 | 0 | 0 | 0 | 0 | 0 | 0 | 0
TAS | North East Tasmania | T1 | 0 | 0 | 0 | 0 | 0 | 7.225 | 7.225 | 88.3493 | 228.296 | 250 | 250 | 250 | 250 | 250 | 250 | 250 | 250 | 250 | 250 | 250 | 250
TAS | North West Tasmania | T2 | 0 | 0 | 0 | 0 | 0 | 0 | 239.5039 | 340 | 340 | 340 | 340 | 340 | 340 | 340 | 340 | 340 | 340 | 340 | 340 | 340 | 340
TAS | Tasmania Midlands | T3 | 0 | 0 | 100.7729 | 221.1614 | 350.2657 | 480 | 480 | 480 | 480 | 480 | 480 | 480 | 480 | 480 | 480 | 480 | 480 | 480 | 480 | 480 | 480
Shadow REZs |  |  | 0 | 0 | 0 | 0 | 0 | 0 | 0 | 0 | 0 | 0 | 0 | 0 | 868.1217 | 868.1217 | 6781.2793 | 6781.2793 | 7292.5 | 7292.5 | 7292.5 | 7292.5 | 7292.5
Total Capacity |  |  | 0 | 1877.2 | 1977.9729 | 2098.3614 | 2347.4657 | 3444.0122 | 5021.1333 | 7148.4676 | 8734.9358 | 8756.6398 | 8756.6398 | 10761.6398 | 11629.7615 | 11629.7615 | 18555.8018 | 18889.2793 | 19750.2527 | 19750.2527 | 20162.8399 | 20926.4031 | 20926.4031

## REZCapacity_2
Installed capacity by REZ (MW) - High DER (DP6)
Capacity installed at the beginning of each financial year, i.e. 1st July. Years are financial year ending. This includes the cumulative development of VRE capacity beyond existing and committed projects.
Large-scale Solar
Region | REZ Name | REZ Code | 2022 | 2023 | 2024 | 2025 | 2026 | 2027 | 2028 | 2029 | 2030 | 2031 | 2032 | 2033 | 2034 | 2035 | 2036 | 2037 | 2038 | 2039 | 2040 | 2041 | 2042
QLD | Far North QLD | Q1 | 0 | 55 | 55 | 55 | 55 | 55 | 55 | 55 | 55 | 55 | 55 | 55 | 55 | 55 | 55 | 55 | 55 | 55 | 55 | 55 | 55
QLD | North Qld Clean Energy Hub | Q2 | 0 | 0 | 0 | 0 | 0 | 0 | 0 | 0 | 0 | 0 | 0 | 0 | 0 | 0 | 0 | 0 | 0 | 0 | 0 | 0 | 0
QLD | Northern Qld | Q3 | 0 | 0 | 0 | 0 | 0 | 0 | 0 | 0 | 0 | 0 | 0 | 0 | 0 | 0 | 0 | 0 | 0 | 0 | 0 | 0 | 0
QLD | Isaac | Q4 | 0 | 355 | 355 | 355 | 355 | 355 | 355 | 355 | 355 | 355 | 355 | 355 | 355 | 355 | 355 | 355 | 355 | 355 | 355 | 355 | 355
QLD | Barcaldine | Q5 | 0 | 0 | 0 | 0 | 0 | 0 | 0 | 0 | 0 | 0 | 0 | 0 | 0 | 0 | 0 | 0 | 0 | 0 | 0 | 0 | 0
QLD | Fitzroy | Q6 | 0 | 0 | 0 | 0 | 0 | 0 | 740.9083 | 740.9083 | 785.5855 | 785.5855 | 785.5855 | 785.5855 | 785.5855 | 785.5855 | 785.5855 | 785.5855 | 785.5855 | 785.5855 | 785.5855 | 785.5855 | 785.5855
QLD | Wide Bay | Q7 | 0 | 0 | 0 | 0 | 0 | 0 | 0 | 0 | 0 | 0 | 0 | 0 | 0 | 0 | 0 | 0 | 200 | 200 | 200 | 200 | 200
QLD | Darling Downs | Q8 | 0 | 0 | 0 | 0 | 0 | 0 | 0 | 832.5859 | 1715.0648 | 1715.0648 | 1715.0648 | 1715.0648 | 1715.0648 | 1715.0648 | 1715.0648 | 1849.4392 | 2070.003 | 2070.003 | 2070.003 | 3140.0422 | 3140.0422
NSW | North West NSW | N1 | 0 | 115 | 115 | 115 | 115 | 115 | 115 | 115 | 115 | 115 | 115 | 1100 | 1100 | 1100 | 2100 | 2100 | 2100 | 2100 | 2100 | 3200.6623 | 3200.6623
NSW | New England | N2 | 0 | 115 | 115 | 115 | 115 | 115 | 115 | 115 | 115 | 115 | 115 | 300 | 300 | 300 | 300 | 300 | 300 | 300 | 300 | 300 | 300
NSW | Central-West Orana | N3 | 0 | 150 | 150 | 150 | 150 | 150 | 150 | 150 | 150 | 150 | 150 | 150 | 150 | 150 | 2018.7941 | 2200 | 2200 | 2200 | 2200 | 2200 | 2200
NSW | Southern NSW Tablelands | N4 | 0 | 0 | 0 | 0 | 0 | 0 | 0 | 0 | 0 | 0 | 0 | 0 | 0 | 0 | 0 | 0 | 0 | 0 | 0 | 0 | 0
NSW | Broken Hill | N5 | 0 | 0 | 0 | 0 | 0 | 0 | 0 | 0 | 0 | 0 | 0 | 0 | 0 | 0 | 0 | 0 | 0 | 0 | 0 | 0 | 0
NSW | South West NSW | N6 | 0 | 0 | 0 | 0 | 0 | 0 | 0 | 0 | 0 | 0 | 0 | 0 | 0 | 0 | 600 | 600 | 600 | 600 | 600 | 600 | 600
NSW | Wagga Wagga | N7 | 0 | 0 | 0 | 0 | 0 | 0 | 0 | 0 | 0 | 0 | 0 | 404.4704 | 404.4704 | 404.4704 | 404.4704 | 404.4704 | 1000 | 1000 | 1000 | 1000 | 1000
NSW | Tumut | N8 | 0 | 0 | 0 | 0 | 0 | 0 | 0 | 0 | 0 | 0 | 0 | 0 | 0 | 0 | 0 | 0 | 0 | 0 | 0 | 0 | 0
NSW | Cooma-Monaro | N9 | 0 | 0 | 0 | 0 | 0 | 0 | 0 | 0 | 0 | 0 | 0 | 0 | 0 | 0 | 0 | 0 | 0 | 0 | 0 | 0 | 0
VIC | Ovens Murray | V1 | 0 | 0 | 0 | 0 | 0 | 0 | 0 | 0 | 0 | 0 | 0 | 0 | 0 | 0 | 0 | 0 | 0 | 0 | 0 | 0 | 0
VIC | Murray River | V2 | 0 | 0 | 0 | 0 | 120 | 240 | 360 | 380 | 380 | 380 | 380 | 380 | 380 | 380 | 380 | 380 | 380 | 380 | 380 | 380 | 380
VIC | Western Victoria | V3 | 0 | 0 | 0 | 0 | 0 | 0 | 0 | 0 | 0 | 0 | 0 | 0 | 0 | 0 | 0 | 0 | 274.9242 | 274.9242 | 400 | 400 | 400
VIC | South West Victoria | V4 | 0 | 0 | 0 | 0 | 0 | 0 | 0 | 0 | 0 | 0 | 0 | 0 | 0 | 0 | 0 | 0 | 0 | 0 | 0 | 0 | 0
VIC | Gippsland | V5 | 0 | 0 | 0 | 0 | 0 | 0 | 0 | 0 | 0 | 0 | 0 | 0 | 0 | 0 | 0 | 0 | 0 | 0 | 0 | 0 | 0
VIC | Central North Vic | V6 | 0 | 0 | 0 | 0 | 0 | 0 | 0 | 100 | 220 | 220 | 220 | 220 | 220 | 220 | 220 | 220 | 220 | 220 | 220 | 220 | 220
SA | South East SA | S1 | 0 | 0 | 0 | 0 | 0 | 0 | 0 | 0 | 0 | 0 | 0 | 0 | 0 | 0 | 0 | 0 | 0 | 0 | 0 | 0 | 0
SA | Riverland | S2 | 0 | 0 | 0 | 0 | 0 | 0 | 0 | 0 | 0 | 0 | 0 | 0 | 0 | 0 | 556.4942 | 896.9968 | 1000 | 1000 | 1000 | 1000 | 1000
SA | Mid-North SA | S3 | 0 | 0 | 0 | 0 | 0 | 0 | 0 | 0 | 0 | 0 | 0 | 0 | 0 | 0 | 0 | 0 | 0 | 0 | 0 | 0 | 0
SA | Yorke Peninsula | S4 | 0 | 0 | 0 | 0 | 0 | 0 | 0 | 0 | 0 | 0 | 0 | 0 | 0 | 0 | 0 | 0 | 0 | 0 | 0 | 0 | 0
SA | Northern SA | S5 | 0 | 0 | 0 | 0 | 0 | 0 | 0 | 0 | 0 | 0 | 0 | 0 | 0 | 0 | 0 | 0 | 0 | 0 | 0 | 0 | 0
SA | Leigh Creek | S6 | 0 | 0 | 0 | 0 | 0 | 0 | 0 | 0 | 0 | 0 | 0 | 0 | 0 | 0 | 0 | 0 | 0 | 0 | 0 | 0 | 0
SA | Roxby Downs | S7 | 0 | 0 | 0 | 0 | 0 | 0 | 0 | 0 | 0 | 0 | 0 | 583.6429 | 766.8948 | 766.8948 | 766.8948 | 766.8948 | 766.8948 | 766.8948 | 766.8948 | 819.9462 | 819.9462
SA | Eastern Eyre Peninsula | S8 | 0 | 0 | 0 | 0 | 0 | 0 | 0 | 0 | 0 | 0 | 0 | 0 | 0 | 0 | 0 | 0 | 0 | 0 | 0 | 0 | 0
SA | Western Eyre Peninsula | S9 | 0 | 0 | 0 | 0 | 0 | 0 | 0 | 0 | 0 | 0 | 0 | 0 | 0 | 0 | 0 | 0 | 0 | 0 | 0 | 0 | 0
TAS | North East Tasmania | T1 | 0 | 0 | 0 | 0 | 0 | 0 | 0 | 0 | 0 | 0 | 0 | 0 | 0 | 0 | 0 | 0 | 0 | 0 | 0 | 0 | 0
TAS | North West Tasmania | T2 | 0 | 0 | 0 | 0 | 0 | 0 | 150 | 150 | 150 | 150 | 150 | 150 | 150 | 150 | 150 | 150 | 150 | 150 | 150 | 150 | 150
TAS | Tasmania Midlands | T3 | 0 | 0 | 0 | 0 | 0 | 0 | 0 | 0 | 0 | 0 | 0 | 0 | 0 | 0 | 0 | 0 | 0 | 0 | 0 | 0 | 0
Total Capacity |  |  | 0 | 790 | 790 | 790 | 910 | 1030 | 2040.9083 | 2993.4941 | 4040.6503 | 4040.6503 | 4040.6503 | 6198.7636 | 6382.0155 | 6382.0155 | 10407.3039 | 11063.3867 | 12457.4075 | 12457.4075 | 12582.4833 | 14806.2362 | 14806.2362
Wind
Region | REZ Name | REZ Code | 2022 | 2023 | 2024 | 2025 | 2026 | 2027 | 2028 | 2029 | 2030 | 2031 | 2032 | 2033 | 2034 | 2035 | 2036 | 2037 | 2038 | 2039 | 2040 | 2041 | 2042
QLD | Far North QLD | Q1 | 0 | 0 | 0 | 0 | 0 | 398.6544 | 600 | 645 | 645 | 645 | 645 | 645 | 645 | 645 | 645 | 645 | 1745 | 1745 | 1745 | 1745 | 1745
QLD | North Qld Clean Energy Hub | Q2 | 0 | 0 | 0 | 0 | 0 | 0 | 0 | 0 | 0 | 0 | 0 | 0 | 0 | 0 | 0 | 0 | 0 | 0 | 0 | 0 | 0
QLD | Northern Qld | Q3 | 0 | 0 | 0 | 0 | 0 | 0 | 0 | 0 | 0 | 0 | 0 | 0 | 0 | 0 | 0 | 0 | 0 | 0 | 0 | 0 | 0
QLD | Isaac | Q4 | 0 | 0 | 0 | 0 | 0 | 0 | 0 | 0 | 0 | 0 | 0 | 0 | 0 | 0 | 1000 | 1000 | 1000 | 1000 | 1000 | 1000 | 1000
QLD | Barcaldine | Q5 | 0 | 0 | 0 | 0 | 0 | 0 | 0 | 0 | 0 | 0 | 0 | 0 | 0 | 0 | 0 | 0 | 0 | 0 | 0 | 0 | 0
QLD | Fitzroy | Q6 | 0 | 0 | 0 | 0 | 0 | 0 | 0 | 659.4145 | 659.4145 | 659.4145 | 659.4145 | 659.4145 | 659.4145 | 659.4145 | 900 | 900 | 900 | 900 | 900 | 900 | 900
QLD | Wide Bay | Q7 | 0 | 0 | 0 | 0 | 0 | 0 | 0 | 0 | 0 | 0 | 0 | 0 | 0 | 0 | 300 | 300 | 300 | 300 | 300 | 300 | 300
QLD | Darling Downs | Q8 | 0 | 500 | 500 | 500 | 500 | 500 | 500 | 500 | 500 | 500 | 500 | 500 | 500 | 500 | 1400 | 1809.7127 | 2929.997 | 2929.997 | 2929.997 | 3138.4538 | 3138.4538
NSW | North West NSW | N1 | 0 | 0 | 0 | 0 | 0 | 0 | 0 | 0 | 0 | 0 | 0 | 0 | 0 | 0 | 0 | 0 | 0 | 0 | 0 | 0 | 0
NSW | New England | N2 | 0 | 0 | 0 | 0 | 0 | 0 | 0 | 0 | 0 | 0 | 0 | 0 | 0 | 0 | 754.4449 | 754.4449 | 2303.7016 | 2303.7016 | 2303.7016 | 2303.7016 | 2303.7016
NSW | Central-West Orana | N3 | 0 | 0 | 0 | 0 | 0 | 0 | 0 | 0 | 0 | 0 | 0 | 0 | 0 | 0 | 800 | 800 | 800 | 800 | 800 | 800 | 800
NSW | Southern NSW Tablelands | N4 | 0 | 227 | 227 | 227 | 227 | 227 | 227 | 227 | 227 | 227 | 227 | 227 | 227 | 227 | 228 | 228 | 228 | 228 | 228 | 228 | 228
NSW | Broken Hill | N5 | 0 | 0 | 0 | 0 | 0 | 0 | 0 | 0 | 0 | 0 | 0 | 0 | 0 | 0 | 0 | 0 | 0 | 0 | 0 | 0 | 0
NSW | South West NSW | N6 | 0 | 0 | 0 | 0 | 0 | 0 | 0 | 0 | 0 | 0 | 0 | 0 | 0 | 0 | 0 | 0 | 0 | 0 | 0 | 0 | 0
NSW | Wagga Wagga | N7 | 0 | 0 | 0 | 0 | 0 | 0 | 0 | 0 | 0 | 0 | 0 | 0 | 0 | 0 | 0 | 0 | 0 | 0 | 0 | 0 | 0
NSW | Tumut | N8 | 0 | 0 | 0 | 0 | 0 | 0 | 0 | 0 | 0 | 0 | 0 | 0 | 0 | 0 | 0 | 0 | 0 | 0 | 0 | 0 | 0
NSW | Cooma-Monaro | N9 | 0 | 0 | 0 | 0 | 0 | 0 | 0 | 0 | 0 | 0 | 0 | 0 | 0 | 0 | 200 | 200 | 200 | 200 | 200 | 300 | 300
VIC | Ovens Murray | V1 | 0 | 0 | 0 | 0 | 0 | 0 | 0 | 0 | 0 | 0 | 0 | 0 | 0 | 0 | 0 | 0 | 0 | 0 | 0 | 0 | 0
VIC | Murray River | V2 | 0 | 0 | 0 | 0 | 0 | 0 | 0 | 0 | 0 | 0 | 0 | 0 | 0 | 0 | 0 | 0 | 0 | 0 | 0 | 0 | 0
VIC | Western Victoria | V3 | 0 | 209 | 209 | 209 | 209 | 450 | 450 | 450 | 450 | 450 | 450 | 450 | 450 | 450 | 450 | 450 | 700 | 700 | 700 | 700 | 700
VIC | South West Victoria | V4 | 0 | 151.2 | 151.2 | 151.2 | 151.2 | 230 | 230 | 390 | 750 | 750 | 750 | 750 | 750 | 750 | 750 | 750 | 750 | 750 | 750 | 750 | 750
VIC | Gippsland | V5 | 0 | 0 | 0 | 0 | 0 | 0 | 0 | 200 | 200 | 200 | 200 | 200 | 200 | 200 | 200 | 200 | 200 | 200 | 200 | 200 | 200
VIC | Central North Vic | V6 | 0 | 0 | 0 | 0 | 0 | 40 | 400 | 400 | 400 | 400 | 400 | 400 | 400 | 400 | 400 | 400 | 400 | 400 | 400 | 400 | 400
SA | South East SA | S1 | 0 | 0 | 0 | 0 | 0 | 0 | 0 | 0 | 0 | 0 | 0 | 0 | 0 | 0 | 0 | 0 | 159.2454 | 159.2454 | 800 | 800 | 800
SA | Riverland | S2 | 0 | 0 | 0 | 0 | 0 | 0 | 0 | 0 | 0 | 0 | 0 | 0 | 0 | 0 | 0 | 0 | 0 | 0 | 0 | 0 | 0
SA | Mid-North SA | S3 | 0 | 0 | 0 | 0 | 0 | 0 | 0 | 0 | 0 | 0 | 0 | 0 | 0 | 0 | 233.1052 | 233.1052 | 282.4518 | 282.4518 | 282.4518 | 639.6563 | 639.6563
SA | Yorke Peninsula | S4 | 0 | 0 | 0 | 0 | 0 | 0 | 0 | 0 | 0 | 0 | 0 | 0 | 0 | 0 | 0 | 0 | 0 | 0 | 0 | 0 | 0
SA | Northern SA | S5 | 0 | 0 | 0 | 0 | 0 | 0 | 0 | 0 | 0 | 0 | 0 | 0 | 0 | 0 | 0 | 0 | 0 | 0 | 0 | 0 | 0
SA | Leigh Creek | S6 | 0 | 0 | 0 | 0 | 0 | 0 | 0 | 0 | 0 | 0 | 0 | 0 | 0 | 0 | 0 | 0 | 0 | 0 | 0 | 0 | 0
SA | Roxby Downs | S7 | 0 | 0 | 0 | 0 | 0 | 0 | 0 | 0 | 0 | 0 | 0 | 0 | 0 | 0 | 0 | 0 | 0 | 0 | 0 | 0 | 0
SA | Eastern Eyre Peninsula | S8 | 0 | 0 | 0 | 0 | 0 | 0 | 0 | 0 | 0 | 0 | 0 | 0 | 0 | 0 | 0 | 0 | 0 | 0 | 0 | 0 | 0
SA | Western Eyre Peninsula | S9 | 0 | 0 | 0 | 0 | 0 | 0 | 0 | 0 | 0 | 0 | 0 | 0 | 0 | 0 | 0 | 0 | 0 | 0 | 0 | 0 | 0
TAS | North East Tasmania | T1 | 0 | 0 | 0 | 0 | 0 | 0 | 0 | 0 | 0 | 0 | 0 | 0 | 188.685 | 250 | 250 | 250 | 250 | 250 | 250 | 250 | 250
TAS | North West Tasmania | T2 | 0 | 0 | 0 | 0 | 0 | 0 | 0 | 0 | 0 | 0 | 0 | 0 | 0 | 0 | 0 | 0 | 0 | 0 | 0 | 0 | 0
TAS | Tasmania Midlands | T3 | 0 | 0 | 100.7729 | 221.1614 | 350.2657 | 485.817 | 563.9976 | 719.3494 | 825.552 | 907.3365 | 1109.6781 | 1216.7545 | 1216.7545 | 1251.4729 | 1399.781 | 1518.6051 | 1933.7478 | 1933.7478 | 1933.7478 | 1933.7478 | 1933.7478
Total Capacity |  |  | 0 | 1087.2 | 1187.9729 | 1308.3614 | 1437.4657 | 2331.4714 | 2970.9976 | 4190.7638 | 4656.9664 | 4738.7509 | 4941.0926 | 5048.169 | 5236.854 | 5332.8874 | 9910.3311 | 10438.8679 | 15082.1437 | 15082.1437 | 15722.8982 | 16388.5595 | 16388.5595
Large-scale Solar and Wind (Utility)
Region | REZ Name | REZ Code | 2022 | 2023 | 2024 | 2025 | 2026 | 2027 | 2028 | 2029 | 2030 | 2031 | 2032 | 2033 | 2034 | 2035 | 2036 | 2037 | 2038 | 2039 | 2040 | 2041 | 2042
QLD | Far North QLD | Q1 | 0 | 55 | 55 | 55 | 55 | 453.6544 | 655 | 700 | 700 | 700 | 700 | 700 | 700 | 700 | 700 | 700 | 1800 | 1800 | 1800 | 1800 | 1800
QLD | North Qld Clean Energy Hub | Q2 | 0 | 0 | 0 | 0 | 0 | 0 | 0 | 0 | 0 | 0 | 0 | 0 | 0 | 0 | 0 | 0 | 0 | 0 | 0 | 0 | 0
QLD | Northern Qld | Q3 | 0 | 0 | 0 | 0 | 0 | 0 | 0 | 0 | 0 | 0 | 0 | 0 | 0 | 0 | 0 | 0 | 0 | 0 | 0 | 0 | 0
QLD | Isaac | Q4 | 0 | 355 | 355 | 355 | 355 | 355 | 355 | 355 | 355 | 355 | 355 | 355 | 355 | 355 | 1355 | 1355 | 1355 | 1355 | 1355 | 1355 | 1355
QLD | Barcaldine | Q5 | 0 | 0 | 0 | 0 | 0 | 0 | 0 | 0 | 0 | 0 | 0 | 0 | 0 | 0 | 0 | 0 | 0 | 0 | 0 | 0 | 0
QLD | Fitzroy | Q6 | 0 | 0 | 0 | 0 | 0 | 0 | 740.9083 | 1400.3227 | 1445 | 1445 | 1445 | 1445 | 1445 | 1445 | 1685.5855 | 1685.5855 | 1685.5855 | 1685.5855 | 1685.5855 | 1685.5855 | 1685.5855
QLD | Wide Bay | Q7 | 0 | 0 | 0 | 0 | 0 | 0 | 0 | 0 | 0 | 0 | 0 | 0 | 0 | 0 | 300 | 300 | 500 | 500 | 500 | 500 | 500
QLD | Darling Downs | Q8 | 0 | 500 | 500 | 500 | 500 | 500 | 500 | 1332.5859 | 2215.0648 | 2215.0648 | 2215.0648 | 2215.0648 | 2215.0648 | 2215.0648 | 3115.0648 | 3659.1519 | 5000 | 5000 | 5000 | 6278.496 | 6278.496
NSW | North West NSW | N1 | 0 | 115 | 115 | 115 | 115 | 115 | 115 | 115 | 115 | 115 | 115 | 1100 | 1100 | 1100 | 2100 | 2100 | 2100 | 2100 | 2100 | 3200.6623 | 3200.6623
NSW | New England | N2 | 0 | 115 | 115 | 115 | 115 | 115 | 115 | 115 | 115 | 115 | 115 | 300 | 300 | 300 | 1054.4449 | 1054.4449 | 2603.7016 | 2603.7016 | 2603.7016 | 2603.7016 | 2603.7016
NSW | Central-West Orana | N3 | 0 | 150 | 150 | 150 | 150 | 150 | 150 | 150 | 150 | 150 | 150 | 150 | 150 | 150 | 2818.7941 | 3000 | 3000 | 3000 | 3000 | 3000 | 3000
NSW | Southern NSW Tablelands | N4 | 0 | 227 | 227 | 227 | 227 | 227 | 227 | 227 | 227 | 227 | 227 | 227 | 227 | 227 | 228 | 228 | 228 | 228 | 228 | 228 | 228
NSW | Broken Hill | N5 | 0 | 0 | 0 | 0 | 0 | 0 | 0 | 0 | 0 | 0 | 0 | 0 | 0 | 0 | 0 | 0 | 0 | 0 | 0 | 0 | 0
NSW | South West NSW | N6 | 0 | 0 | 0 | 0 | 0 | 0 | 0 | 0 | 0 | 0 | 0 | 0 | 0 | 0 | 600 | 600 | 600 | 600 | 600 | 600 | 600
NSW | Wagga Wagga | N7 | 0 | 0 | 0 | 0 | 0 | 0 | 0 | 0 | 0 | 0 | 0 | 404.4704 | 404.4704 | 404.4704 | 404.4704 | 404.4704 | 1000 | 1000 | 1000 | 1000 | 1000
NSW | Tumut | N8 | 0 | 0 | 0 | 0 | 0 | 0 | 0 | 0 | 0 | 0 | 0 | 0 | 0 | 0 | 0 | 0 | 0 | 0 | 0 | 0 | 0
NSW | Cooma-Monaro | N9 | 0 | 0 | 0 | 0 | 0 | 0 | 0 | 0 | 0 | 0 | 0 | 0 | 0 | 0 | 200 | 200 | 200 | 200 | 200 | 300 | 300
VIC | Ovens Murray | V1 | 0 | 0 | 0 | 0 | 0 | 0 | 0 | 0 | 0 | 0 | 0 | 0 | 0 | 0 | 0 | 0 | 0 | 0 | 0 | 0 | 0
VIC | Murray River | V2 | 0 | 0 | 0 | 0 | 120 | 240 | 360 | 380 | 380 | 380 | 380 | 380 | 380 | 380 | 380 | 380 | 380 | 380 | 380 | 380 | 380
VIC | Western Victoria | V3 | 0 | 209 | 209 | 209 | 209 | 450 | 450 | 450 | 450 | 450 | 450 | 450 | 450 | 450 | 450 | 450 | 974.9242 | 974.9242 | 1100 | 1100 | 1100
VIC | South West Victoria | V4 | 0 | 151.2 | 151.2 | 151.2 | 151.2 | 230 | 230 | 390 | 750 | 750 | 750 | 750 | 750 | 750 | 750 | 750 | 750 | 750 | 750 | 750 | 750
VIC | Gippsland | V5 | 0 | 0 | 0 | 0 | 0 | 0 | 0 | 200 | 200 | 200 | 200 | 200 | 200 | 200 | 200 | 200 | 200 | 200 | 200 | 200 | 200
VIC | Central North Vic | V6 | 0 | 0 | 0 | 0 | 0 | 40 | 400 | 500 | 620 | 620 | 620 | 620 | 620 | 620 | 620 | 620 | 620 | 620 | 620 | 620 | 620
SA | South East SA | S1 | 0 | 0 | 0 | 0 | 0 | 0 | 0 | 0 | 0 | 0 | 0 | 0 | 0 | 0 | 0 | 0 | 159.2454 | 159.2454 | 800 | 800 | 800
SA | Riverland | S2 | 0 | 0 | 0 | 0 | 0 | 0 | 0 | 0 | 0 | 0 | 0 | 0 | 0 | 0 | 556.4942 | 896.9968 | 1000 | 1000 | 1000 | 1000 | 1000
SA | Mid-North SA | S3 | 0 | 0 | 0 | 0 | 0 | 0 | 0 | 0 | 0 | 0 | 0 | 0 | 0 | 0 | 233.1052 | 233.1052 | 282.4518 | 282.4518 | 282.4518 | 639.6563 | 639.6563
SA | Yorke Peninsula | S4 | 0 | 0 | 0 | 0 | 0 | 0 | 0 | 0 | 0 | 0 | 0 | 0 | 0 | 0 | 0 | 0 | 0 | 0 | 0 | 0 | 0
SA | Northern SA | S5 | 0 | 0 | 0 | 0 | 0 | 0 | 0 | 0 | 0 | 0 | 0 | 0 | 0 | 0 | 0 | 0 | 0 | 0 | 0 | 0 | 0
SA | Leigh Creek | S6 | 0 | 0 | 0 | 0 | 0 | 0 | 0 | 0 | 0 | 0 | 0 | 0 | 0 | 0 | 0 | 0 | 0 | 0 | 0 | 0 | 0
SA | Roxby Downs | S7 | 0 | 0 | 0 | 0 | 0 | 0 | 0 | 0 | 0 | 0 | 0 | 583.6429 | 766.8948 | 766.8948 | 766.8948 | 766.8948 | 766.8948 | 766.8948 | 766.8948 | 819.9462 | 819.9462
SA | Eastern Eyre Peninsula | S8 | 0 | 0 | 0 | 0 | 0 | 0 | 0 | 0 | 0 | 0 | 0 | 0 | 0 | 0 | 0 | 0 | 0 | 0 | 0 | 0 | 0
SA | Western Eyre Peninsula | S9 | 0 | 0 | 0 | 0 | 0 | 0 | 0 | 0 | 0 | 0 | 0 | 0 | 0 | 0 | 0 | 0 | 0 | 0 | 0 | 0 | 0
TAS | North East Tasmania | T1 | 0 | 0 | 0 | 0 | 0 | 0 | 0 | 0 | 0 | 0 | 0 | 0 | 188.685 | 250 | 250 | 250 | 250 | 250 | 250 | 250 | 250
TAS | North West Tasmania | T2 | 0 | 0 | 0 | 0 | 0 | 0 | 150 | 150 | 150 | 150 | 150 | 150 | 150 | 150 | 150 | 150 | 150 | 150 | 150 | 150 | 150
TAS | Tasmania Midlands | T3 | 0 | 0 | 100.7729 | 221.1614 | 350.2657 | 485.817 | 563.9976 | 719.3494 | 825.552 | 907.3365 | 1109.6781 | 1216.7545 | 1216.7545 | 1251.4729 | 1399.781 | 1518.6051 | 1933.7478 | 1933.7478 | 1933.7478 | 1933.7478 | 1933.7478
Total Capacity |  |  | 0 | 1877.2 | 1977.9729 | 2098.3614 | 2347.4657 | 3361.4714 | 5011.9059 | 7184.2579 | 8697.6167 | 8779.4012 | 8981.7428 | 11246.9326 | 11618.8695 | 11714.9029 | 20317.6349 | 21502.2546 | 27539.5512 | 27539.5512 | 28305.3815 | 31194.7957 | 31194.7957

## REZGeneration_1
Annual as-generated generation by REZ (GWh) - High DER (Counterfactual)
Years are financial year ending.
Large-scale Solar
Region | REZ Name | REZ Code | 2022 | 2023 | 2024 | 2025 | 2026 | 2027 | 2028 | 2029 | 2030 | 2031 | 2032 | 2033 | 2034 | 2035 | 2036 | 2037 | 2038 | 2039 | 2040 | 2041 | 2042
QLD | Far North QLD | Q1 | 0 | 140.8879 | 136.4075 | 139.1336 | 141.4809 | 138.7521 | 141.4105 | 120.7583 | 132.4248 | 130.7533 | 126.6369 | 135.7373 | 134.7753 | 135.1887 | 140.9981 | 138.4301 | 140.6534 | 120.8234 | 132.7379 | 133.4909 | 130.3987
QLD | North Qld Clean Energy Hub | Q2 | 0 | 0 | 0 | 0 | 0 | 0 | 0 | 0 | 0 | 0 | 0 | 0 | 0 | 0 | 0 | 0 | 0 | 0 | 0 | 0 | 0
QLD | Northern Qld | Q3 | 0 | 0 | 0 | 0 | 0 | 0 | 1530.1598 | 1221.044 | 1375.9469 | 1437.716 | 1414.0097 | 1500.1178 | 1480.9993 | 1479.7264 | 1498.8058 | 1483.1702 | 1523.7209 | 1217.3776 | 1380.2699 | 1435.7738 | 1422.7244
QLD | Isaac | Q4 | 0 | 943.8288 | 939.864 | 931.4833 | 942.5551 | 948.5184 | 948.6625 | 776.5078 | 875.6631 | 871.4909 | 897.2345 | 936.4506 | 930.5438 | 917.6794 | 943.1131 | 940.4122 | 945.9594 | 776.763 | 876.7998 | 882.6435 | 914.8727
QLD | Barcaldine | Q5 | 0 | 0 | 0 | 0 | 0 | 0 | 0 | 0 | 0 | 0 | 0 | 0 | 0 | 0 | 0 | 0 | 0 | 0 | 0 | 0 | 0
QLD | Fitzroy | Q6 | 0 | 0 | 0 | 0 | 0 | 470.5564 | 458.8496 | 378.5522 | 493.6206 | 482.8089 | 519.151 | 516.7397 | 525.5703 | 528.8311 | 546.5079 | 544.7568 | 531.5504 | 440.3553 | 494.6368 | 495.4062 | 529.2824
QLD | Wide Bay | Q7 | 0 | 0 | 0 | 0 | 0 | 0 | 0 | 0 | 0 | 0 | 0 | 0 | 0 | 0 | 84.5634 | 84.5349 | 82.2587 | 68.1348 | 76.4458 | 77.4505 | 83.8173
QLD | Darling Downs | Q8 | 0 | 0 | 0 | 0 | 0 | 0 | 0 | 1655.7667 | 3853.6339 | 3978.8716 | 4249.9206 | 4208.2443 | 4095.39 | 4124.4211 | 4263.9201 | 4247.8544 | 4192.0365 | 3582.1318 | 3864.897 | 3974.564 | 4236.2034
NSW | North West NSW | N1 | 0 | 314.7508 | 315.5549 | 305.9138 | 327.1153 | 328.8207 | 318.7599 | 277.3019 | 291.3292 | 308.1046 | 320.6875 | 318.3106 | 315.906 | 307.7533 | 327.3721 | 329.0927 | 316.3464 | 278.2499 | 292.6406 | 307.4813 | 319.6384
NSW | New England | N2 | 0 | 289.6845 | 292.4204 | 274.3254 | 298.3382 | 293.1388 | 294.468 | 247.8963 | 692.3333 | 722.0868 | 786.6446 | 767.9768 | 767.2178 | 723.3239 | 780.7286 | 765.8197 | 763.4758 | 651.0926 | 693.0074 | 718.5143 | 784.1394
NSW | Central-West Orana | N3 | 0 | 373.387 | 366.6412 | 363.2017 | 382.3104 | 378.3423 | 379.0686 | 327.7738 | 340.7938 | 364.1301 | 380.16 | 378.8477 | 366.3339 | 362.3124 | 382.5811 | 378.8336 | 376.7315 | 330.3335 | 342.1835 | 364.139 | 379.2667
NSW | Southern NSW Tablelands | N4 | 0 | 0 | 0 | 0 | 0 | 0 | 0 | 0 | 0 | 0 | 0 | 0 | 0 | 0 | 0 | 0 | 0 | 0 | 0 | 0 | 0
NSW | Broken Hill | N5 | 0 | 0 | 0 | 0 | 0 | 0 | 0 | 0 | 0 | 0 | 0 | 0 | 0 | 0 | 0 | 0 | 0 | 0 | 0 | 0 | 0
NSW | South West NSW | N6 | 0 | 0 | 0 | 0 | 0 | 0 | 0 | 0 | 0 | 0 | 0 | 0 | 0 | 0 | 0 | 0 | 0 | 0 | 0 | 0 | 0
NSW | Wagga Wagga | N7 | 0 | 0 | 0 | 0 | 0 | 0 | 0 | 0 | 0 | 0 | 0 | 0 | 0 | 0 | 0 | 0 | 0 | 0 | 0 | 0 | 0
NSW | Tumut | N8 | 0 | 0 | 0 | 0 | 0 | 0 | 0 | 0 | 0 | 0 | 0 | 0 | 0 | 0 | 0 | 0 | 0 | 0 | 0 | 0 | 0
NSW | Cooma-Monaro | N9 | 0 | 0 | 0 | 0 | 0 | 0 | 0 | 0 | 0 | 0 | 0 | 0 | 0 | 0 | 0 | 0 | 0 | 0 | 0 | 0 | 0
VIC | Ovens Murray | V1 | 0 | 0 | 0 | 0 | 0 | 0 | 0 | 0 | 0 | 0 | 0 | 0 | 0 | 0 | 0 | 0 | 0 | 0 | 0 | 0 | 0
VIC | Murray River | V2 | 0 | 0 | 0 | 0 | 0 | 0 | 0 | 0 | 0 | 0 | 0 | 0 | 0 | 0 | 0 | 0 | 0 | 0 | 0 | 0 | 0
VIC | Western Victoria | V3 | 0 | 0 | 0 | 0 | 0 | 0 | 0 | 0 | 0 | 0 | 0 | 0 | 0 | 0 | 0 | 0 | 0 | 0 | 0 | 0 | 0
VIC | South West Victoria | V4 | 0 | 0 | 0 | 0 | 0 | 0 | 0 | 0 | 0 | 0 | 0 | 0 | 0 | 0 | 0 | 0 | 0 | 0 | 0 | 0 | 0
VIC | Gippsland | V5 | 0 | 0 | 0 | 0 | 0 | 0 | 0 | 0 | 0 | 0 | 0 | 0 | 0 | 0 | 0 | 0 | 0 | 0 | 0 | 0 | 0
VIC | Central North Vic | V6 | 0 | 0 | 0 | 0 | 284.253 | 579.4905 | 819.9045 | 903.062 | 933.6683 | 921.7567 | 899.2504 | 999.3644 | 936.6506 | 911.511 | 1046.5512 | 1052.9432 | 991.5973 | 904.5578 | 936.4864 | 917.303 | 896.6213
SA | South East SA | S1 | 0 | 0 | 0 | 0 | 0 | 0 | 0 | 0 | 0 | 0 | 0 | 129.4663 | 121.3995 | 113.1372 | 117.6088 | 119.4181 | 120.7546 | 112.6589 | 124.0727 | 122.5585 | 122.1723
SA | Riverland | S2 | 0 | 0 | 0 | 0 | 0 | 0 | 0 | 0 | 0 | 0 | 0 | 521.1022 | 486.8232 | 478.3674 | 491.7636 | 511.6635 | 500.491 | 469.799 | 491.3024 | 489.5945 | 498.777
SA | Mid-North SA | S3 | 0 | 0 | 0 | 0 | 0 | 0 | 0 | 0 | 0 | 0 | 0 | 0 | 0 | 0 | 0 | 0 | 0 | 0 | 0 | 0 | 0
SA | Yorke Peninsula | S4 | 0 | 0 | 0 | 0 | 0 | 0 | 0 | 0 | 0 | 0 | 0 | 0 | 0 | 0 | 0 | 0 | 0 | 0 | 0 | 0 | 0
SA | Northern SA | S5 | 0 | 0 | 0 | 0 | 0 | 0 | 0 | 0 | 0 | 0 | 0 | 0 | 0 | 0 | 0 | 0 | 0 | 0 | 0 | 0 | 0
SA | Leigh Creek | S6 | 0 | 0 | 0 | 0 | 0 | 0 | 0 | 0 | 0 | 0 | 0 | 0 | 0 | 0 | 0 | 0 | 0 | 0 | 0 | 0 | 0
SA | Roxby Downs | S7 | 0 | 0 | 0 | 0 | 0 | 0 | 0 | 0 | 0 | 0 | 0 | 2760.4571 | 2613.1169 | 2700.7604 | 2673.8124 | 2754.183 | 2740.2657 | 2540.2174 | 2632.0183 | 2632.1524 | 2716.9192
SA | Eastern Eyre Peninsula | S8 | 0 | 0 | 0 | 0 | 0 | 0 | 0 | 0 | 0 | 0 | 0 | 0 | 0 | 0 | 0 | 0 | 0 | 0 | 0 | 0 | 0
SA | Western Eyre Peninsula | S9 | 0 | 0 | 0 | 0 | 0 | 0 | 0 | 0 | 0 | 0 | 0 | 0 | 0 | 0 | 0 | 0 | 0 | 0 | 0 | 0 | 0
TAS | North East Tasmania | T1 | 0 | 0 | 0 | 0 | 0 | 0 | 0 | 0 | 0 | 0 | 0 | 0 | 0 | 0 | 0 | 0 | 0 | 0 | 0 | 0 | 0
TAS | North West Tasmania | T2 | 0 | 0 | 0 | 0 | 0 | 0 | 304.7945 | 289.6701 | 299.0721 | 295.383 | 293.4725 | 304.3513 | 315.5627 | 288.3234 | 298.1963 | 287.007 | 304.7768 | 291.802 | 299.8615 | 294.9438 | 292.7055
TAS | Tasmania Midlands | T3 | 0 | 0 | 0 | 0 | 0 | 0 | 0 | 0 | 0 | 0 | 0 | 0 | 0 | 0 | 0 | 0 | 0 | 0 | 0 | 0 | 0
Shadow REZs |  |  | 0 | 0 | 0 | 0 | 0 | 0 | 0 | 0 | 0 | 0 | 0 | 0 | 1729.3287 | 1721.3606 | 2670.5206 | 2626.7372 | 3749.7957 | 3377.243 | 3458.8864 | 3616.8129 | 3626.5907
Total Generation |  |  | 0 | 2062.539 | 2050.888 | 2014.0578 | 2376.0529 | 3137.6192 | 5196.078 | 6198.3331 | 9288.486 | 9513.1019 | 9887.1676 | 13477.166 | 14819.6178 | 14792.6962 | 16267.043 | 16264.8566 | 17280.4141 | 15161.54 | 16096.2465 | 16462.8285 | 16954.1294
Wind
Region | REZ Name | REZ Code | 2022 | 2023 | 2024 | 2025 | 2026 | 2027 | 2028 | 2029 | 2030 | 2031 | 2032 | 2033 | 2034 | 2035 | 2036 | 2037 | 2038 | 2039 | 2040 | 2041 | 2042
QLD | Far North QLD | Q1 | 0 | 0 | 0 | 0 | 0 | 1613.8644 | 3102.3123 | 2973.4341 | 2994.0512 | 2946.0399 | 2930.499 | 2982.8237 | 2764.2211 | 2864.6538 | 3155.3918 | 3190.8748 | 3329.6249 | 3025.2739 | 3215.6185 | 3304.9443 | 3202.4932
QLD | North Qld Clean Energy Hub | Q2 | 0 | 0 | 0 | 0 | 0 | 0 | 0 | 0 | 0 | 0 | 0 | 0 | 0 | 0 | 0 | 0 | 0 | 0 | 0 | 0 | 0
QLD | Northern Qld | Q3 | 0 | 0 | 0 | 0 | 0 | 0 | 0 | 0 | 0 | 0 | 0 | 0 | 0 | 0 | 0 | 0 | 0 | 0 | 0 | 0 | 0
QLD | Isaac | Q4 | 0 | 0 | 0 | 0 | 0 | 0 | 0 | 0 | 0 | 0 | 0 | 0 | 0 | 0 | 0 | 0 | 0 | 0 | 0 | 0 | 0
QLD | Barcaldine | Q5 | 0 | 0 | 0 | 0 | 0 | 0 | 0 | 0 | 0 | 0 | 0 | 0 | 0 | 0 | 0 | 0 | 0 | 0 | 0 | 0 | 0
QLD | Fitzroy | Q6 | 0 | 0 | 0 | 0 | 0 | 0 | 0 | 2556.483 | 2535.198 | 2411.3915 | 2431.8508 | 2421.4993 | 2332.008 | 2488.4962 | 2433.9971 | 2620.3747 | 2520.3602 | 2576.2323 | 2576.6829 | 2521.2496 | 2492.4758
QLD | Wide Bay | Q7 | 0 | 0 | 0 | 0 | 0 | 0 | 0 | 0 | 0 | 0 | 0 | 0 | 0 | 0 | 428.8163 | 1414.5077 | 1304.1142 | 1329.9218 | 1354.1928 | 1374.2171 | 1310.6878
QLD | Darling Downs | Q8 | 0 | 1814.4229 | 1805.4759 | 1761.7498 | 1822.0789 | 1953.228 | 1811.4699 | 2009.2113 | 2046.4288 | 2009.9414 | 1921.8166 | 1967.3239 | 1989.7414 | 1977.7395 | 5046.4254 | 5456.8573 | 5135.7076 | 5250.3014 | 5172.2237 | 5217.0257 | 4953.4383
NSW | North West NSW | N1 | 0 | 0 | 0 | 0 | 0 | 0 | 0 | 0 | 0 | 0 | 0 | 0 | 0 | 0 | 0 | 0 | 0 | 0 | 0 | 0 | 0
NSW | New England | N2 | 0 | 0 | 0 | 0 | 0 | 0 | 0 | 0 | 0 | 0 | 0 | 0 | 0 | 0 | 0 | 0 | 0 | 0 | 0 | 0 | 0
NSW | Central-West Orana | N3 | 0 | 0 | 0 | 0 | 0 | 0 | 0 | 0 | 0 | 0 | 0 | 1775.453 | 1810.2656 | 1829.8319 | 1855.0032 | 1843.5549 | 1778.9418 | 1901.3246 | 1738.7896 | 1795.5343 | 1695.1283
NSW | Southern NSW Tablelands | N4 | 0 | 786.2661 | 817.5624 | 830.5108 | 851.1487 | 766.7365 | 781.0196 | 808.3899 | 760.785 | 817.3849 | 852.76 | 778.7964 | 815.5358 | 836.4288 | 842.8966 | 767.7395 | 778.8038 | 807.2126 | 765.0018 | 816.8945 | 857.2811
NSW | Broken Hill | N5 | 0 | 0 | 0 | 0 | 0 | 0 | 0 | 0 | 0 | 0 | 0 | 0 | 0 | 0 | 0 | 0 | 0 | 0 | 0 | 0 | 0
NSW | South West NSW | N6 | 0 | 0 | 0 | 0 | 0 | 0 | 0 | 0 | 0 | 0 | 0 | 0 | 0 | 0 | 0 | 0 | 0 | 0 | 0 | 0 | 0
NSW | Wagga Wagga | N7 | 0 | 0 | 0 | 0 | 0 | 0 | 0 | 0 | 0 | 0 | 0 | 0 | 0 | 0 | 0 | 0 | 0 | 0 | 0 | 0 | 0
NSW | Tumut | N8 | 0 | 0 | 0 | 0 | 0 | 0 | 0 | 0 | 0 | 0 | 0 | 0 | 0 | 0 | 0 | 0 | 0 | 0 | 0 | 0 | 0
NSW | Cooma-Monaro | N9 | 0 | 0 | 0 | 0 | 0 | 0 | 0 | 0 | 0 | 0 | 0 | 613.3219 | 652.2109 | 660.2309 | 669.7527 | 635.4887 | 608.3625 | 612.018 | 601.3599 | 632.9975 | 675.4797
VIC | Ovens Murray | V1 | 0 | 0 | 0 | 0 | 0 | 0 | 0 | 0 | 0 | 0 | 0 | 0 | 0 | 0 | 0 | 0 | 0 | 0 | 0 | 0 | 0
VIC | Murray River | V2 | 0 | 0 | 0 | 0 | 0 | 0 | 0 | 0 | 0 | 0 | 0 | 0 | 0 | 0 | 0 | 0 | 0 | 0 | 0 | 0 | 0
VIC | Western Victoria | V3 | 0 | 682.1349 | 660.6496 | 650.4583 | 671.3562 | 1338.0382 | 1318.6138 | 1306.261 | 1296.0351 | 1279.0585 | 1390.7989 | 1307.3919 | 1278.5192 | 1245.8357 | 1330.6274 | 1332.645 | 1269.0579 | 1370.5917 | 1445.2331 | 1347.4671 | 1472.1242
VIC | South West Victoria | V4 | 0 | 454.2999 | 466.3684 | 492.1132 | 507.7816 | 494.4993 | 443.7304 | 454.7434 | 1540.0254 | 1504.0056 | 1708.6059 | 1430.9793 | 1420.9277 | 1493.4943 | 1545.1209 | 1556.5488 | 2096.829 | 2209.125 | 2408.5179 | 2323.9298 | 2619.3654
VIC | Gippsland | V5 | 0 | 0 | 0 | 0 | 0 | 313.8239 | 323.1796 | 1303.6108 | 1346.1981 | 1337.3373 | 1523.4017 | 1341.3114 | 1246.6855 | 1363.1287 | 1359.6862 | 1302.2533 | 1524.4912 | 1573.8286 | 2632.6503 | 4629.1471 | 5427.6578
VIC | Central North Vic | V6 | 0 | 0 | 0 | 0 | 0 | 0 | 912.46 | 850.2609 | 845.64 | 826.2995 | 878.6854 | 906.3443 | 858.4668 | 797.7418 | 863.5519 | 858.4715 | 902.4029 | 898.0799 | 916.5296 | 861.5242 | 938.6965
SA | South East SA | S1 | 0 | 0 | 0 | 0 | 0 | 0 | 0 | 0 | 0 | 0 | 0 | 0 | 0 | 0 | 0 | 0 | 0 | 0 | 0 | 0 | 0
SA | Riverland | S2 | 0 | 0 | 0 | 0 | 0 | 0 | 0 | 0 | 0 | 0 | 0 | 0 | 0 | 0 | 0 | 0 | 0 | 0 | 0 | 0 | 0
SA | Mid-North SA | S3 | 0 | 0 | 0 | 0 | 0 | 0 | 0 | 0 | 0 | 0 | 0 | 109.0884 | 111.963 | 108.8107 | 127.8451 | 124.5787 | 115.387 | 121.8662 | 123.2881 | 118.6598 | 126.127
SA | Yorke Peninsula | S4 | 0 | 0 | 0 | 0 | 0 | 0 | 0 | 0 | 0 | 0 | 0 | 0 | 0 | 0 | 0 | 0 | 0 | 0 | 0 | 0 | 0
SA | Northern SA | S5 | 0 | 0 | 0 | 0 | 0 | 0 | 0 | 0 | 0 | 0 | 0 | 0 | 0 | 0 | 0 | 0 | 0 | 0 | 0 | 0 | 0
SA | Leigh Creek | S6 | 0 | 0 | 0 | 0 | 0 | 0 | 0 | 0 | 0 | 0 | 0 | 0 | 0 | 0 | 0 | 0 | 0 | 0 | 0 | 0 | 0
SA | Roxby Downs | S7 | 0 | 0 | 0 | 0 | 0 | 0 | 0 | 0 | 0 | 0 | 0 | 0 | 0 | 0 | 0 | 0 | 0 | 0 | 0 | 0 | 0
SA | Eastern Eyre Peninsula | S8 | 0 | 0 | 0 | 0 | 0 | 0 | 0 | 0 | 0 | 0 | 0 | 0 | 0 | 0 | 0 | 0 | 0 | 0 | 0 | 0 | 0
SA | Western Eyre Peninsula | S9 | 0 | 0 | 0 | 0 | 0 | 0 | 0 | 0 | 0 | 0 | 0 | 0 | 0 | 0 | 0 | 0 | 0 | 0 | 0 | 0 | 0
TAS | North East Tasmania | T1 | 0 | 0 | 0 | 0 | 0 | 27.7514 | 27.1249 | 324.7137 | 798.6232 | 881.63 | 980.3482 | 934.6171 | 894.0126 | 982.5654 | 929.5169 | 957.7585 | 939.154 | 922.7683 | 870.8942 | 778.8116 | 853.8514
TAS | North West Tasmania | T2 | 0 | 0 | 0 | 0 | 0 | 0 | 358.1526 | 766.8421 | 762.6841 | 720.4706 | 810.1269 | 757.9057 | 712.8304 | 756.944 | 790.6774 | 771.8876 | 760.0009 | 769.997 | 762.423 | 607.1311 | 682.3349
TAS | Tasmania Midlands | T3 | 0 | 0 | 440.6337 | 1032.4616 | 1645.4143 | 2289.9565 | 2201.6483 | 2189.046 | 2168.7839 | 2183.8312 | 2266.6888 | 2196.2839 | 2085.6339 | 2225.1528 | 2240.9118 | 2301.6924 | 2215.7199 | 2182.4811 | 2178.3812 | 2099.577 | 2170.8011
Shadow REZs |  |  | 0 | 0 | 0 | 0 | 0 | 0 | 0 | 0 | 0 | 0 | 0 | 0 | 0 | 0 | 16673.3774 | 16892.1804 | 16003.102 | 17367.0881 | 15763.6743 | 16157.6174 | 15150.2405
Total Generation |  |  | 0 | 3737.1238 | 4190.69 | 4767.2936 | 5497.7797 | 8797.8982 | 11279.7115 | 15542.9961 | 17094.4525 | 16917.3904 | 17695.5821 | 19523.1401 | 18973.0218 | 19631.0547 | 40293.5982 | 42027.4138 | 41282.0599 | 42918.1106 | 42525.4608 | 44586.7283 | 44628.1831

## REZGeneration_2
Annual as-generated generation by REZ (GWh) - High DER (DP6)
Years are financial year ending.
Large-scale Solar
Region | REZ Name | REZ Code | 2022 | 2023 | 2024 | 2025 | 2026 | 2027 | 2028 | 2029 | 2030 | 2031 | 2032 | 2033 | 2034 | 2035 | 2036 | 2037 | 2038 | 2039 | 2040 | 2041 | 2042
QLD | Far North QLD | Q1 | 0 | 140.8879 | 136.4075 | 139.1336 | 141.4809 | 138.7521 | 141.4105 | 120.7583 | 132.4248 | 125.1797 | 118.4513 | 140.0964 | 136.0152 | 137.438 | 140.2796 | 136.1782 | 137.3534 | 120.8234 | 132.4626 | 129.2476 | 125.6071
QLD | North Qld Clean Energy Hub | Q2 | 0 | 0 | 0 | 0 | 0 | 0 | 0 | 0 | 0 | 0 | 0 | 0 | 0 | 0 | 0 | 0 | 0 | 0 | 0 | 0 | 0
QLD | Northern Qld | Q3 | 0 | 0 | 0 | 0 | 0 | 0 | 0 | 0 | 0 | 0 | 0 | 0 | 0 | 0 | 0 | 0 | 0 | 0 | 0 | 0 | 0
QLD | Isaac | Q4 | 0 | 943.8288 | 939.864 | 931.4833 | 942.5551 | 948.5184 | 948.6625 | 776.5078 | 875.6631 | 876.9785 | 913.2464 | 948.5429 | 938.3728 | 928.6286 | 943.1131 | 935.2271 | 942.6543 | 776.763 | 874.9829 | 870.8816 | 906.0044
QLD | Barcaldine | Q5 | 0 | 0 | 0 | 0 | 0 | 0 | 0 | 0 | 0 | 0 | 0 | 0 | 0 | 0 | 0 | 0 | 0 | 0 | 0 | 0 | 0
QLD | Fitzroy | Q6 | 0 | 0 | 0 | 0 | 0 | 0 | 1989.4676 | 1641.316 | 1952.8417 | 1967.7491 | 2095.6269 | 2111.549 | 2123.7814 | 2141.1526 | 2162.072 | 2152.102 | 2101.3173 | 1742.1156 | 1954.5252 | 1953.5688 | 2089.9246
QLD | Wide Bay | Q7 | 0 | 0 | 0 | 0 | 0 | 0 | 0 | 0 | 0 | 0 | 0 | 0 | 0 | 0 | 0 | 0 | 495.7428 | 418.674 | 468.3066 | 464.3477 | 505.9889
QLD | Darling Downs | Q8 | 0 | 0 | 0 | 0 | 0 | 0 | 0 | 1858.4918 | 4154.0835 | 4230.3313 | 4493.8324 | 4554.3236 | 4425.3989 | 4455.0154 | 4596.3578 | 4937.1444 | 5454.0645 | 4660.5457 | 5028.4384 | 7842.7918 | 8357.4272
NSW | North West NSW | N1 | 0 | 314.7508 | 315.5549 | 305.9138 | 327.1153 | 328.8207 | 318.7599 | 277.3019 | 291.3292 | 308.1046 | 320.6875 | 3044.7097 | 3021.6469 | 2942.1384 | 5978.0988 | 6009.5181 | 5776.5341 | 5081.0857 | 5343.8721 | 8556.3897 | 8896.1254
NSW | New England | N2 | 0 | 289.6845 | 292.4204 | 274.3254 | 298.3382 | 293.1388 | 294.468 | 247.8963 | 265.3944 | 276.7999 | 301.5471 | 765.7733 | 766.2552 | 722.8983 | 779.3219 | 763.3457 | 759.7011 | 651.0926 | 693.0074 | 708.5258 | 776.9859
NSW | Central-West Orana | N3 | 0 | 373.387 | 366.6412 | 363.2017 | 382.3104 | 378.3423 | 379.0686 | 327.7738 | 340.7938 | 364.1301 | 380.16 | 377.2699 | 365.9144 | 359.5752 | 5146.6479 | 5555.7641 | 5525.3961 | 4844.8907 | 5018.6909 | 5340.705 | 5560.7799
NSW | Southern NSW Tablelands | N4 | 0 | 0 | 0 | 0 | 0 | 0 | 0 | 0 | 0 | 0 | 0 | 0 | 0 | 0 | 0 | 0 | 0 | 0 | 0 | 0 | 0
NSW | Broken Hill | N5 | 0 | 0 | 0 | 0 | 0 | 0 | 0 | 0 | 0 | 0 | 0 | 0 | 0 | 0 | 0 | 0 | 0 | 0 | 0 | 0 | 0
NSW | South West NSW | N6 | 0 | 0 | 0 | 0 | 0 | 0 | 0 | 0 | 0 | 0 | 0 | 0 | 0 | 0 | 1555.4744 | 1573.4834 | 1616.2194 | 1492.7924 | 1518.2103 | 1523.9402 | 1519.8024
NSW | Wagga Wagga | N7 | 0 | 0 | 0 | 0 | 0 | 0 | 0 | 0 | 0 | 0 | 0 | 1044.0038 | 1002.9406 | 961.0395 | 992.85 | 1000.6058 | 2567.1424 | 2310.2305 | 2399.2401 | 2445.229 | 2409.2139
NSW | Tumut | N8 | 0 | 0 | 0 | 0 | 0 | 0 | 0 | 0 | 0 | 0 | 0 | 0 | 0 | 0 | 0 | 0 | 0 | 0 | 0 | 0 | 0
NSW | Cooma-Monaro | N9 | 0 | 0 | 0 | 0 | 0 | 0 | 0 | 0 | 0 | 0 | 0 | 0 | 0 | 0 | 0 | 0 | 0 | 0 | 0 | 0 | 0
VIC | Ovens Murray | V1 | 0 | 0 | 0 | 0 | 0 | 0 | 0 | 0 | 0 | 0 | 0 | 0 | 0 | 0 | 0 | 0 | 0 | 0 | 0 | 0 | 0
VIC | Murray River | V2 | 0 | 0 | 0 | 0 | 305.0142 | 628.742 | 971.6547 | 919.7125 | 952.2331 | 956.8141 | 950.926 | 1022.5941 | 972.7663 | 948.9309 | 969.7393 | 989.553 | 1015.6025 | 925.9531 | 952.1285 | 951.2782 | 939.9459
VIC | Western Victoria | V3 | 0 | 0 | 0 | 0 | 0 | 0 | 0 | 0 | 0 | 0 | 0 | 0 | 0 | 0 | 0 | 0 | 640.6712 | 572.624 | 872.0262 | 870.15 | 863.7781
VIC | South West Victoria | V4 | 0 | 0 | 0 | 0 | 0 | 0 | 0 | 0 | 0 | 0 | 0 | 0 | 0 | 0 | 0 | 0 | 0 | 0 | 0 | 0 | 0
VIC | Gippsland | V5 | 0 | 0 | 0 | 0 | 0 | 0 | 0 | 0 | 0 | 0 | 0 | 0 | 0 | 0 | 0 | 0 | 0 | 0 | 0 | 0 | 0
VIC | Central North Vic | V6 | 0 | 0 | 0 | 0 | 0 | 0 | 0 | 205.2414 | 466.8341 | 460.8783 | 449.6252 | 497.6366 | 466.2146 | 454.2119 | 521.9875 | 525.3594 | 495.2622 | 454.8896 | 466.5648 | 452.0067 | 438.724
SA | South East SA | S1 | 0 | 0 | 0 | 0 | 0 | 0 | 0 | 0 | 0 | 0 | 0 | 0 | 0 | 0 | 0 | 0 | 0 | 0 | 0 | 0 | 0
SA | Riverland | S2 | 0 | 0 | 0 | 0 | 0 | 0 | 0 | 0 | 0 | 0 | 0 | 0 | 0 | 0 | 1412.9687 | 2341.2336 | 2606.9879 | 2432.5794 | 2465.0565 | 2432.3776 | 2472.0759
SA | Mid-North SA | S3 | 0 | 0 | 0 | 0 | 0 | 0 | 0 | 0 | 0 | 0 | 0 | 0 | 0 | 0 | 0 | 0 | 0 | 0 | 0 | 0 | 0
SA | Yorke Peninsula | S4 | 0 | 0 | 0 | 0 | 0 | 0 | 0 | 0 | 0 | 0 | 0 | 0 | 0 | 0 | 0 | 0 | 0 | 0 | 0 | 0 | 0
SA | Northern SA | S5 | 0 | 0 | 0 | 0 | 0 | 0 | 0 | 0 | 0 | 0 | 0 | 0 | 0 | 0 | 0 | 0 | 0 | 0 | 0 | 0 | 0
SA | Leigh Creek | S6 | 0 | 0 | 0 | 0 | 0 | 0 | 0 | 0 | 0 | 0 | 0 | 0 | 0 | 0 | 0 | 0 | 0 | 0 | 0 | 0 | 0
SA | Roxby Downs | S7 | 0 | 0 | 0 | 0 | 0 | 0 | 0 | 0 | 0 | 0 | 0 | 1678.1945 | 2095.6711 | 2162.7521 | 2150.4182 | 2200.8886 | 2190.0161 | 2049.8246 | 2102.5846 | 2218.9308 | 2303.8756
SA | Eastern Eyre Peninsula | S8 | 0 | 0 | 0 | 0 | 0 | 0 | 0 | 0 | 0 | 0 | 0 | 0 | 0 | 0 | 0 | 0 | 0 | 0 | 0 | 0 | 0
SA | Western Eyre Peninsula | S9 | 0 | 0 | 0 | 0 | 0 | 0 | 0 | 0 | 0 | 0 | 0 | 0 | 0 | 0 | 0 | 0 | 0 | 0 | 0 | 0 | 0
TAS | North East Tasmania | T1 | 0 | 0 | 0 | 0 | 0 | 0 | 0 | 0 | 0 | 0 | 0 | 0 | 0 | 0 | 0 | 0 | 0 | 0 | 0 | 0 | 0
TAS | North West Tasmania | T2 | 0 | 0 | 0 | 0 | 0 | 0 | 304.7945 | 289.6701 | 299.0721 | 295.383 | 293.4725 | 304.3513 | 315.5627 | 288.3234 | 298.1963 | 287.007 | 298.7439 | 291.802 | 299.8615 | 288.2681 | 285.2915
TAS | Tasmania Midlands | T3 | 0 | 0 | 0 | 0 | 0 | 0 | 0 | 0 | 0 | 0 | 0 | 0 | 0 | 0 | 0 | 0 | 0 | 0 | 0 | 0 | 0
Total Generation |  |  | 0 | 2062.539 | 2050.888 | 2014.0578 | 2396.8141 | 2716.3143 | 5348.2863 | 6664.6698 | 9730.6698 | 9862.3487 | 10317.5753 | 16489.045 | 16630.54 | 16502.1043 | 27647.5255 | 29407.4105 | 32623.4091 | 28826.6863 | 30589.9585 | 37048.6384 | 38451.5506
Wind
Region | REZ Name | REZ Code | 2022 | 2023 | 2024 | 2025 | 2026 | 2027 | 2028 | 2029 | 2030 | 2031 | 2032 | 2033 | 2034 | 2035 | 2036 | 2037 | 2038 | 2039 | 2040 | 2041 | 2042
QLD | Far North QLD | Q1 | 0 | 0 | 0 | 0 | 0 | 2084.4209 | 3102.0785 | 2958.5998 | 2963.2592 | 2905.0488 | 2904.4073 | 3124.2561 | 2832.5491 | 2925.4475 | 3057.534 | 3013.9666 | 7729.2728 | 7185.3516 | 7588.1363 | 7564.075 | 7434.7416
QLD | North Qld Clean Energy Hub | Q2 | 0 | 0 | 0 | 0 | 0 | 0 | 0 | 0 | 0 | 0 | 0 | 0 | 0 | 0 | 0 | 0 | 0 | 0 | 0 | 0 | 0
QLD | Northern Qld | Q3 | 0 | 0 | 0 | 0 | 0 | 0 | 0 | 0 | 0 | 0 | 0 | 0 | 0 | 0 | 0 | 0 | 0 | 0 | 0 | 0 | 0
QLD | Isaac | Q4 | 0 | 0 | 0 | 0 | 0 | 0 | 0 | 0 | 0 | 0 | 0 | 0 | 0 | 0 | 3548.8062 | 3666.3251 | 3518.8125 | 3500.7816 | 3405.2955 | 3492.5445 | 3639.5709
QLD | Barcaldine | Q5 | 0 | 0 | 0 | 0 | 0 | 0 | 0 | 0 | 0 | 0 | 0 | 0 | 0 | 0 | 0 | 0 | 0 | 0 | 0 | 0 | 0
QLD | Fitzroy | Q6 | 0 | 0 | 0 | 0 | 0 | 0 | 0 | 2475.3686 | 2444.4254 | 2325.126 | 2339.4788 | 2378.5103 | 2284.573 | 2427.9836 | 3175.953 | 3369.594 | 3194.6169 | 3328.7038 | 3318.4101 | 3198.1145 | 3141.3406
QLD | Wide Bay | Q7 | 0 | 0 | 0 | 0 | 0 | 0 | 0 | 0 | 0 | 0 | 0 | 0 | 0 | 0 | 881.9623 | 928.18 | 845.1053 | 885.8871 | 889.3233 | 886.4397 | 831.6151
QLD | Darling Downs | Q8 | 0 | 1814.2704 | 1805.4759 | 1760.1074 | 1819.7666 | 1953.228 | 1811.2456 | 1863.4451 | 1809.5361 | 1775.0971 | 1695.8935 | 1774.5194 | 1788.4366 | 1761.4578 | 4995.6055 | 6693.3586 | 9777.0359 | 10287.8569 | 9949.8156 | 10529.4598 | 9853.4317
NSW | North West NSW | N1 | 0 | 0 | 0 | 0 | 0 | 0 | 0 | 0 | 0 | 0 | 0 | 0 | 0 | 0 | 0 | 0 | 0 | 0 | 0 | 0 | 0
NSW | New England | N2 | 0 | 0 | 0 | 0 | 0 | 0 | 0 | 0 | 0 | 0 | 0 | 0 | 0 | 0 | 2266.3529 | 2291.9339 | 6564.829 | 7629.3332 | 6922.9797 | 6892.5512 | 6381.333
NSW | Central-West Orana | N3 | 0 | 0 | 0 | 0 | 0 | 0 | 0 | 0 | 0 | 0 | 0 | 0 | 0 | 0 | 2570.6802 | 2535.1321 | 2417.332 | 2687.0179 | 2426.8329 | 2474.3684 | 2328.4277
NSW | Southern NSW Tablelands | N4 | 0 | 786.2706 | 817.3821 | 826.8554 | 851.1487 | 766.0309 | 775.422 | 806.4839 | 756.0214 | 811.4668 | 843.4446 | 754.0354 | 803.7108 | 813.2013 | 791.6205 | 717.9857 | 730.1559 | 790.9631 | 731.1664 | 778.464 | 807.0763
NSW | Broken Hill | N5 | 0 | 0 | 0 | 0 | 0 | 0 | 0 | 0 | 0 | 0 | 0 | 0 | 0 | 0 | 0 | 0 | 0 | 0 | 0 | 0 | 0
NSW | South West NSW | N6 | 0 | 0 | 0 | 0 | 0 | 0 | 0 | 0 | 0 | 0 | 0 | 0 | 0 | 0 | 0 | 0 | 0 | 0 | 0 | 0 | 0
NSW | Wagga Wagga | N7 | 0 | 0 | 0 | 0 | 0 | 0 | 0 | 0 | 0 | 0 | 0 | 0 | 0 | 0 | 0 | 0 | 0 | 0 | 0 | 0 | 0
NSW | Tumut | N8 | 0 | 0 | 0 | 0 | 0 | 0 | 0 | 0 | 0 | 0 | 0 | 0 | 0 | 0 | 0 | 0 | 0 | 0 | 0 | 0 | 0
NSW | Cooma-Monaro | N9 | 0 | 0 | 0 | 0 | 0 | 0 | 0 | 0 | 0 | 0 | 0 | 0 | 0 | 0 | 638.0554 | 600.5499 | 552.0668 | 590.513 | 567.3645 | 864.226 | 925.9786
VIC | Ovens Murray | V1 | 0 | 0 | 0 | 0 | 0 | 0 | 0 | 0 | 0 | 0 | 0 | 0 | 0 | 0 | 0 | 0 | 0 | 0 | 0 | 0 | 0
VIC | Murray River | V2 | 0 | 0 | 0 | 0 | 0 | 0 | 0 | 0 | 0 | 0 | 0 | 0 | 0 | 0 | 0 | 0 | 0 | 0 | 0 | 0 | 0
VIC | Western Victoria | V3 | 0 | 690.7507 | 670.2542 | 694.3241 | 731.0051 | 1509.2213 | 1472.1201 | 1471.022 | 1451.3448 | 1415.5665 | 1551.3816 | 1417.414 | 1388.191 | 1362.0277 | 1482.0807 | 1470.1545 | 2272.6088 | 2431.3948 | 2356.0154 | 2313.7097 | 2512.6399
VIC | South West Victoria | V4 | 0 | 454.2999 | 466.3275 | 490.703 | 510.3523 | 760.8068 | 683.8208 | 1204.8874 | 2407.2702 | 2342.8792 | 2656.9402 | 2197.2353 | 2235.4491 | 2355.2425 | 2449.0184 | 2399.033 | 2216.5164 | 2322.4301 | 2425.6673 | 2364.203 | 2684.72
VIC | Gippsland | V5 | 0 | 0 | 0 | 0 | 0 | 0 | 0 | 548.184 | 539.129 | 535.5562 | 609.4112 | 542.5306 | 513.8186 | 556.2914 | 556.7707 | 521.2014 | 537.1709 | 550.7963 | 531.6502 | 528.2249 | 603.3137
VIC | Central North Vic | V6 | 0 | 0 | 0 | 0 | 0 | 108.0868 | 1132.6613 | 1060.9162 | 1039.5603 | 1002.2991 | 1092.0767 | 1098.0228 | 1028.8482 | 998.3009 | 1073.8477 | 1064.7362 | 1155.1349 | 1155.3834 | 1088.975 | 1068.6136 | 1158.4464
SA | South East SA | S1 | 0 | 0 | 0 | 0 | 0 | 0 | 0 | 0 | 0 | 0 | 0 | 0 | 0 | 0 | 0 | 0 | 466.372 | 509.1143 | 2634.0585 | 2421.5992 | 2671.421
SA | Riverland | S2 | 0 | 0 | 0 | 0 | 0 | 0 | 0 | 0 | 0 | 0 | 0 | 0 | 0 | 0 | 0 | 0 | 0 | 0 | 0 | 0 | 0
SA | Mid-North SA | S3 | 0 | 0 | 0 | 0 | 0 | 0 | 0 | 0 | 0 | 0 | 0 | 0 | 0 | 0 | 798.3854 | 770.567 | 855.3125 | 918.9488 | 917.8618 | 2008.2625 | 2110.3886
SA | Yorke Peninsula | S4 | 0 | 0 | 0 | 0 | 0 | 0 | 0 | 0 | 0 | 0 | 0 | 0 | 0 | 0 | 0 | 0 | 0 | 0 | 0 | 0 | 0
SA | Northern SA | S5 | 0 | 0 | 0 | 0 | 0 | 0 | 0 | 0 | 0 | 0 | 0 | 0 | 0 | 0 | 0 | 0 | 0 | 0 | 0 | 0 | 0
SA | Leigh Creek | S6 | 0 | 0 | 0 | 0 | 0 | 0 | 0 | 0 | 0 | 0 | 0 | 0 | 0 | 0 | 0 | 0 | 0 | 0 | 0 | 0 | 0
SA | Roxby Downs | S7 | 0 | 0 | 0 | 0 | 0 | 0 | 0 | 0 | 0 | 0 | 0 | 0 | 0 | 0 | 0 | 0 | 0 | 0 | 0 | 0 | 0
SA | Eastern Eyre Peninsula | S8 | 0 | 0 | 0 | 0 | 0 | 0 | 0 | 0 | 0 | 0 | 0 | 0 | 0 | 0 | 0 | 0 | 0 | 0 | 0 | 0 | 0
SA | Western Eyre Peninsula | S9 | 0 | 0 | 0 | 0 | 0 | 0 | 0 | 0 | 0 | 0 | 0 | 0 | 0 | 0 | 0 | 0 | 0 | 0 | 0 | 0 | 0
TAS | North East Tasmania | T1 | 0 | 0 | 0 | 0 | 0 | 0 | 0 | 0 | 0 | 0 | 0 | 0 | 674.747 | 982.5654 | 922.7395 | 941.1198 | 791.6595 | 843.3464 | 862.2086 | 774.5189 | 852.7913
TAS | North West Tasmania | T2 | 0 | 0 | 0 | 0 | 0 | 0 | 0 | 0 | 0 | 0 | 0 | 0 | 0 | 0 | 0 | 0 | 0 | 0 | 0 | 0 | 0
TAS | Tasmania Midlands | T3 | 0 | 0 | 440.6337 | 1032.4616 | 1645.4143 | 2317.708 | 2586.9258 | 3280.6017 | 3730.0912 | 4124.6635 | 5154.2289 | 5476.6616 | 5157.5025 | 5666.414 | 6358.9001 | 6949.6901 | 7747.04 | 8051.6467 | 8426.1834 | 7683.4262 | 8025.5218
Total Generation |  |  | 0 | 3745.5916 | 4200.0735 | 4804.4515 | 5557.6869 | 9499.5027 | 11564.2741 | 15669.5085 | 17140.6375 | 17237.7034 | 18847.2629 | 18763.1856 | 18707.826 | 19848.932 | 35568.3124 | 37933.5278 | 51371.0422 | 53669.469 | 55041.9447 | 55842.8012 | 55962.7583

## Emissions_1
NEM Emissions (Mt CO2-e) - High DER (Counterfactual)
Years are financial year ending.
Emissions | Total | 2022 | 2023 | 2024 | 2025 | 2026 | 2027 | 2028 | 2029 | 2030 | 2031 | 2032 | 2033 | 2034 | 2035 | 2036 | 2037 | 2038 | 2039 | 2040 | 2041 | 2042
NEM | 2008.6468 | 125.207 | 123.7258 | 122.2562 | 117.5771 | 115.1621 | 110.4289 | 114.0286 | 103.1394 | 99.4233 | 101.8901 | 96.9094 | 91.9685 | 93.2114 | 92.0884 | 70.2867 | 68.8301 | 73.004 | 70.2325 | 71.4267 | 74.6978 | 73.1527

## Emissions_2
NEM Emissions (Mt CO2-e) - High DER (DP6)
Years are financial year ending.
Emissions | Total | 2022 | 2023 | 2024 | 2025 | 2026 | 2027 | 2028 | 2029 | 2030 | 2031 | 2032 | 2033 | 2034 | 2035 | 2036 | 2037 | 2038 | 2039 | 2040 | 2041 | 2042
NEM | 1933.3537 | 125.2071 | 123.8068 | 122.3369 | 118.2132 | 116.5504 | 110.3541 | 114.5388 | 103.3088 | 99.1967 | 101.7957 | 93.8644 | 93.1587 | 95.0745 | 91.874 | 68.5958 | 64.7671 | 58.8052 | 58.2457 | 59.0144 | 58.5056 | 56.1397

## VOMCost_1
VOM cost by technology ($000s) - High DER (Counterfactual)
Real June 2019 dollars. Years are financial year ending. Some rounding errors may be present.
Region | Technology | 2022 | 2023 | 2024 | 2025 | 2026 | 2027 | 2028 | 2029 | 2030 | 2031 | 2032 | 2033 | 2034 | 2035 | 2036 | 2037 | 2038 | 2039 | 2040 | 2041 | 2042
NEM | Black Coal | 403130.3512 | 388223.3049 | 386913.9361 | 373712.4008 | 372830.627 | 358283.0768 | 362188.6551 | 331638.5346 | 322773.6917 | 335540.5326 | 333457.9137 | 303249.5168 | 308379.4458 | 307992.4429 | 199977.7152 | 187418.5479 | 160755.7041 | 162500.6485 | 163148.2334 | 163303.1633 | 163571.145
NEM | Brown Coal | 135114.4461 | 140984.4342 | 139879.3296 | 133889.5529 | 126790.7763 | 120943.9069 | 130634.0323 | 115101.0227 | 109436.8603 | 109735.587 | 94293.6415 | 86514.2138 | 87733.6727 | 85461.0514 | 83639.3789 | 85893.2748 | 91071.3256 | 87508.5881 | 88547.3226 | 92877.8796 | 85526.5538
NEM | CCGT | 19418.5987 | 19339.1594 | 16531.57 | 16557.8101 | 15285.3169 | 15204.3714 | 15324.8722 | 15200.6331 | 14865.6752 | 14984.9031 | 14970.5215 | 56154.9432 | 55642.0038 | 53076.2384 | 59037.2839 | 65647.243 | 80263.9284 | 82767.5544 | 75405.0806 | 76406.1222 | 78390.157
NEM | Peaking Gas+Liquids | 804.6627 | 581.994 | 819.92 | 1055.5429 | 957.8405 | 524.2286 | 737.3598 | 906.7292 | 916.9688 | 760.6198 | 1003.6885 | 15360.1091 | 14302.7181 | 14220.2223 | 44757.7085 | 47168.0685 | 147654.9542 | 110218.9116 | 140211.0118 | 173059.4985 | 174943.4951
NEM | Hydro | 117202.3393 | 98235.7042 | 96128.2312 | 117285.0752 | 99461.4594 | 107617.1955 | 68393.3068 | 113498.316 | 106850.3972 | 86287.5169 | 94202.5464 | 91582.0673 | 89161.5751 | 99403.9963 | 93883.2965 | 98422.6212 | 68725.0159 | 110582.6247 | 106517.3942 | 84632.7444 | 91782.2561
NEM | Dispatchable Storage | 121.9725 | 604.547 | 250.9708 | 917.6499 | 145.7834 | 718.947 | 2688.6339 | 2571.6679 | 5077.432 | 4047.3138 | 3599.6695 | 6007.4054 | 4979.3522 | 4691.6408 | 7427.3894 | 6303.0543 | 5001.8007 | 3002.2928 | 3374.7757 | 2599.8171 | 2544.2511
NEM | Wind | 78067.4129 | 81505.6359 | 83334.2747 | 85480.6305 | 92045.2547 | 99841.8095 | 101729.9583 | 114431.6094 | 119002.2834 | 118175.7111 | 125873.1522 | 123201.3275 | 120118.0416 | 122681.6478 | 193191.0681 | 197679.4385 | 188549.6956 | 195867.6556 | 194014.2246 | 195545.0873 | 198684.6503
NEM | Solar | 0 | 0 | 0 | 0 | 0 | 0 | 0 | 0 | 0 | 0 | 0 | 0 | 0 | 0 | 0 | 0 | 0 | 0 | 0 | 0 | 0
Total |  | 753859.7834 | 729474.7795 | 723858.2324 | 728898.6623 | 707517.0582 | 703133.5358 | 681696.8185 | 693348.513 | 678923.3085 | 669532.1843 | 667401.1333 | 682069.5831 | 680316.8093 | 687527.2398 | 681913.8404 | 688532.2481 | 742022.4245 | 752448.2758 | 771218.0429 | 788424.3124 | 795442.5085
Region | Technology | 2022 | 2023 | 2024 | 2025 | 2026 | 2027 | 2028 | 2029 | 2030 | 2031 | 2032 | 2033 | 2034 | 2035 | 2036 | 2037 | 2038 | 2039 | 2040 | 2041 | 2042
NSW | Black Coal | 193571.2957 | 186149.8503 | 167234.4625 | 156682.569 | 157128.2702 | 149939.5979 | 160464.9847 | 147718.4878 | 140309.2429 | 156436.5811 | 152571.7517 | 114165.576 | 114165.576 | 114165.576 | 37219.5648 | 37117.872 | 37117.872 | 37117.872 | 37219.5648 | 37117.872 | 37117.872
NSW | Brown Coal | 0 | 0 | 0 | 0 | 0 | 0 | 0 | 0 | 0 | 0 | 0 | 0 | 0 | 0 | 0 | 0 | 0 | 0 | 0 | 0 | 0
NSW | CCGT | 259.8251 | 259.8251 | 781.6109 | 519.6502 | 519.6502 | 519.6502 | 521.0739 | 519.6502 | 519.6502 | 519.6502 | 521.0739 | 25323.3094 | 25590.4049 | 24789.2779 | 22379.1638 | 22662.7778 | 24435.1819 | 23918.6331 | 24787.7618 | 24647.3732 | 25086.1612
NSW | Peaking Gas+Liquids | 92.3666 | 4.083 | 122.5369 | 270.4271 | 171.6225 | 141.183 | 83.5831 | 145.7655 | 434.5261 | 97.1316 | 254.4708 | 7151.966 | 6850.7316 | 7227.213 | 34376.8473 | 36234.0218 | 87390.4182 | 61417.5699 | 81496.9336 | 98372.0172 | 109022.9399
NSW | Hydro | 16433.5957 | 15838.0307 | 14703.1846 | 22379.6556 | 13687.5621 | 17142.0673 | 7579.5619 | 26084.1334 | 23459.6577 | 14590.7324 | 16990.7759 | 14907.0789 | 13668.1368 | 20333.5454 | 21393.3401 | 23103.3384 | 12340.5573 | 30211.0824 | 25840.5945 | 17136.8317 | 18682.2696
NSW | Dispatchable Storage | 59.3131 | 324.6556 | 132.6792 | 504.8726 | 85.0087 | 293.7874 | 372.1356 | 174.6365 | 227.0504 | 209.5826 | 262.538 | 141.3573 | 78.4979 | 347.4647 | 1182.6592 | 1350.2209 | 1193.0734 | 816.5279 | 750.0228 | 531.7741 | 540.0721
NSW | Wind | 12008.1097 | 13829.303 | 14257.9863 | 14322.6357 | 15041.1944 | 14527.4698 | 13630.9727 | 14450.9372 | 13759.5744 | 14324.4616 | 14524.8399 | 21456.9619 | 22318.254 | 22519.246 | 78329.3834 | 78584.1185 | 74497.6995 | 80256.524 | 73796.0381 | 75048.481 | 71266.4473
NSW | Solar | 0 | 0 | 0 | 0 | 0 | 0 | 0 | 0 | 0 | 0 | 0 | 0 | 0 | 0 | 0 | 0 | 0 | 0 | 0 | 0 | 0
Total |  | 222424.5059 | 216405.7479 | 197232.4602 | 194679.8103 | 186633.3081 | 182563.7556 | 182652.3119 | 189093.6107 | 178709.7017 | 186178.1395 | 185125.4501 | 183146.2496 | 182671.6013 | 189382.3231 | 194880.9586 | 199052.3495 | 236974.8022 | 233738.2094 | 243890.9156 | 252854.3493 | 261715.7621
Region | Technology | 2022 | 2023 | 2024 | 2025 | 2026 | 2027 | 2028 | 2029 | 2030 | 2031 | 2032 | 2033 | 2034 | 2035 | 2036 | 2037 | 2038 | 2039 | 2040 | 2041 | 2042
QLD | Black Coal | 209559.0555 | 202073.4545 | 219679.4736 | 217029.8319 | 215702.3568 | 208343.479 | 201723.6704 | 183920.0467 | 182464.4489 | 179103.9516 | 180886.162 | 189083.9408 | 194213.8698 | 193826.8669 | 162758.1504 | 150300.6759 | 123637.8321 | 125382.7765 | 125928.6686 | 126185.2913 | 126453.273
QLD | Brown Coal | 0 | 0 | 0 | 0 | 0 | 0 | 0 | 0 | 0 | 0 | 0 | 0 | 0 | 0 | 0 | 0 | 0 | 0 | 0 | 0 | 0
QLD | CCGT | 8811.4894 | 8811.4894 | 10084.4381 | 9582.4811 | 9582.4811 | 9582.4811 | 9608.7344 | 9228.8302 | 9228.8302 | 9228.8302 | 9254.1147 | 11519.4528 | 10996.3937 | 11538.1684 | 22783.4997 | 28818.8121 | 52008.8279 | 55160.5285 | 50617.3188 | 51758.7489 | 53303.9958
QLD | Peaking Gas+Liquids | 7.55 | 0 | 0 | 52.6869 | 46.6034 | 0 | 0 | 49.9555 | 14.5775 | 1.8664 | 0 | 109.2004 | 75.4199 | 119.9867 | 1845.0093 | 2641.0244 | 23223.1067 | 27338.8571 | 31266.6708 | 32015.1177 | 36050.3187
QLD | Hydro | 5001.3709 | 4981.157 | 4960.9431 | 4940.7292 | 4920.5153 | 4900.3014 | 4880.0875 | 4859.8735 | 4839.6596 | 4819.4457 | 4799.2318 | 4779.0179 | 4758.804 | 4738.5901 | 4718.3762 | 4698.1623 | 1762.4792 | 1754.8633 | 1747.2474 | 1739.6316 | 1732.0157
QLD | Dispatchable Storage | 62.6594 | 279.8913 | 118.2916 | 412.7773 | 60.7747 | 425.1595 | 2316.4983 | 2397.0313 | 4850.3817 | 3837.7313 | 3337.1315 | 5866.048 | 4900.8543 | 4344.176 | 6244.7301 | 4952.8334 | 3808.7273 | 2185.7648 | 2624.7529 | 2068.0429 | 2004.179
QLD | Wind | 6251.3884 | 11803.3404 | 11492.4564 | 11329.75 | 11837.0296 | 17286.5699 | 20793.8935 | 28404.3335 | 28054.2427 | 27723.8384 | 27297.2211 | 27720.1217 | 26684.0427 | 27477.0555 | 38639.6303 | 43695.4932 | 42200.0608 | 41903.7627 | 42240.5365 | 42574.1122 | 40956.9999
QLD | Solar | 0 | 0 | 0 | 0 | 0 | 0 | 0 | 0 | 0 | 0 | 0 | 0 | 0 | 0 | 0 | 0 | 0 | 0 | 0 | 0 | 0
Total |  | 229693.5137 | 227949.3327 | 246335.6028 | 243348.2563 | 242149.7608 | 240537.9908 | 239322.8841 | 228860.0708 | 229452.1406 | 224715.6637 | 225573.8612 | 239077.7816 | 241629.3843 | 242044.8435 | 236989.396 | 235107.0012 | 246641.034 | 253726.5531 | 254425.195 | 256340.9447 | 260500.7822
Region | Technology | 2022 | 2023 | 2024 | 2025 | 2026 | 2027 | 2028 | 2029 | 2030 | 2031 | 2032 | 2033 | 2034 | 2035 | 2036 | 2037 | 2038 | 2039 | 2040 | 2041 | 2042
VIC | Black Coal | 0 | 0 | 0 | 0 | 0 | 0 | 0 | 0 | 0 | 0 | 0 | 0 | 0 | 0 | 0 | 0 | 0 | 0 | 0 | 0 | 0
VIC | Brown Coal | 135114.4461 | 140984.4342 | 139879.3296 | 133889.5529 | 126790.7763 | 120943.9069 | 130634.0323 | 115101.0227 | 109436.8603 | 109735.587 | 94293.6415 | 86514.2138 | 87733.6727 | 85461.0514 | 83639.3789 | 85893.2748 | 91071.3256 | 87508.5881 | 88547.3226 | 92877.8796 | 85526.5538
VIC | CCGT | 54.6994 | 24.1323 | 15.958 | 15.9625 | 38.3935 | 8.7333 | 17.9631 | 17.6433 | 20.0149 | 21.2818 | 40.7936 | 2249.9938 | 2077.7765 | 500.5746 | 905.698 | 414.135 | 3819.9186 | 3688.3928 | 0 | 0 | 0
VIC | Peaking Gas+Liquids | 250.5671 | 110.2584 | 36.0132 | 26.3776 | 136.0586 | 18.2059 | 33.8739 | 42.8528 | 59.9235 | 50.0599 | 205.0171 | 944.0866 | 542.1043 | 797.4898 | 1791.7695 | 1569.875 | 18970.5259 | 4638.0963 | 10619.0414 | 21065.3061 | 14208.7957
VIC | Hydro | 22716.2466 | 21016.7344 | 19881.5959 | 24998.4347 | 19338.8321 | 22257.1883 | 13454.1368 | 27117.9041 | 25453.3923 | 20013.6116 | 21803.5548 | 20163.8594 | 19061.3553 | 23975.6785 | 18550.647 | 21339.0716 | 12890.4275 | 25989.9758 | 24411.7285 | 19174.1927 | 20880.0133
VIC | Dispatchable Storage | 0 | 0 | 0 | 0 | 0 | 0 | 0 | 0 | 0 | 0 | 0 | 0 | 0 | 0 | 0 | 0 | 0 | 0 | 0 | 0 | 0
VIC | Wind | 35509.6097 | 33882.4484 | 34072.2448 | 34804.5537 | 36598.6367 | 37891.7433 | 38151.2702 | 40319.1921 | 44874.3134 | 43885.3442 | 49275.7145 | 43156.3737 | 42022.7093 | 43065.0792 | 45009.5883 | 44808.0899 | 43762.8732 | 45257.7554 | 49873.0425 | 51222.6597 | 57667.3863
VIC | Solar | 0 | 0 | 0 | 0 | 0 | 0 | 0 | 0 | 0 | 0 | 0 | 0 | 0 | 0 | 0 | 0 | 0 | 0 | 0 | 0 | 0
Total |  | 193645.5689 | 196018.0077 | 193885.1415 | 193734.8814 | 182902.6972 | 181119.7777 | 182291.2762 | 182598.615 | 179844.5043 | 173705.8845 | 165618.7215 | 153028.5273 | 151437.618 | 153799.8734 | 149897.0817 | 154024.4464 | 170515.0709 | 167082.8084 | 173451.135 | 184340.0381 | 178282.7491
Region | Technology | 2022 | 2023 | 2024 | 2025 | 2026 | 2027 | 2028 | 2029 | 2030 | 2031 | 2032 | 2033 | 2034 | 2035 | 2036 | 2037 | 2038 | 2039 | 2040 | 2041 | 2042
SA | Black Coal | 0 | 0 | 0 | 0 | 0 | 0 | 0 | 0 | 0 | 0 | 0 | 0 | 0 | 0 | 0 | 0 | 0 | 0 | 0 | 0 | 0
SA | Brown Coal | 0 | 0 | 0 | 0 | 0 | 0 | 0 | 0 | 0 | 0 | 0 | 0 | 0 | 0 | 0 | 0 | 0 | 0 | 0 | 0 | 0
SA | CCGT | 10292.5848 | 10243.7126 | 5649.5631 | 6439.7162 | 5144.7921 | 5093.5069 | 5177.1008 | 5434.5094 | 5097.1799 | 5215.1408 | 5154.5393 | 17062.1873 | 16977.4288 | 16248.2176 | 12968.9224 | 13751.5181 | 0 | 0 | 0 | 0 | 0
SA | Peaking Gas+Liquids | 454.1791 | 467.6526 | 661.37 | 706.0514 | 603.556 | 364.8397 | 619.9028 | 668.1555 | 407.9417 | 611.5618 | 544.2006 | 7154.856 | 6834.4623 | 6075.5328 | 6744.0824 | 6723.1472 | 18070.9033 | 16824.3882 | 16828.366 | 21607.0575 | 15661.4409
SA | Hydro | 0 | 0 | 0 | 0 | 0 | 0 | 0 | 0 | 0 | 0 | 0 | 0 | 0 | 0 | 0 | 0 | 0 | 0 | 0 | 0 | 0
SA | Dispatchable Storage | 0 | 0 | 0 | 0 | 0 | 0 | 0 | 0 | 0 | 0 | 0 | 0 | 0 | 0 | 0 | 0 | 0 | 0 | 0 | 0 | 0
SA | Wind | 18539.5917 | 16436.82 | 16974.6559 | 16344.4829 | 17942.2753 | 17616.1559 | 16157.4162 | 16254.6006 | 16142.594 | 15879.1085 | 17190.1891 | 14091.2186 | 13156.4247 | 12435.7929 | 13900.8493 | 13004.8734 | 11201.4861 | 11740.5763 | 11699.8507 | 11224.3956 | 12244.4793
SA | Solar | 0 | 0 | 0 | 0 | 0 | 0 | 0 | 0 | 0 | 0 | 0 | 0 | 0 | 0 | 0 | 0 | 0 | 0 | 0 | 0 | 0
Total |  | 29286.3556 | 27148.1852 | 23285.589 | 23490.2505 | 23690.6235 | 23074.5025 | 21954.4199 | 22357.2655 | 21647.7155 | 21705.811 | 22888.9289 | 38308.2619 | 36968.3158 | 34759.5433 | 33613.8541 | 33479.5387 | 29272.3894 | 28564.9645 | 28528.2167 | 32831.4532 | 27905.9201
Region | Technology | 2022 | 2023 | 2024 | 2025 | 2026 | 2027 | 2028 | 2029 | 2030 | 2031 | 2032 | 2033 | 2034 | 2035 | 2036 | 2037 | 2038 | 2039 | 2040 | 2041 | 2042
TAS | Black Coal | 0 | 0 | 0 | 0 | 0 | 0 | 0 | 0 | 0 | 0 | 0 | 0 | 0 | 0 | 0 | 0 | 0 | 0 | 0 | 0 | 0
TAS | Brown Coal | 0 | 0 | 0 | 0 | 0 | 0 | 0 | 0 | 0 | 0 | 0 | 0 | 0 | 0 | 0 | 0 | 0 | 0 | 0 | 0 | 0
TAS | CCGT | 0 | 0 | 0 | 0 | 0 | 0 | 0 | 0 | 0 | 0 | 0 | 0 | 0 | 0 | 0 | 0 | 0 | 0 | 0 | 0 | 0
TAS | Peaking Gas+Liquids | 0 | 0 | 0 | 0 | 0 | 0 | 0 | 0 | 0 | 0 | 0 | 0 | 0 | 0 | 0 | 0 | 0 | 0 | 0 | 0 | 0
TAS | Hydro | 73051.126 | 56399.7821 | 56582.5076 | 64966.2557 | 61514.5499 | 63317.6386 | 42479.5207 | 55436.4049 | 53097.6875 | 46863.7271 | 50608.9839 | 51732.111 | 51673.2791 | 50356.1823 | 49220.9332 | 49282.0489 | 41731.552 | 52626.7033 | 54517.8238 | 46582.0883 | 50487.9575
TAS | VPP Battery | 0 | 0 | 0 | 0 | 0 | 0 | 0 | 0 | 0 | 0 | 0 | 0 | 0 | 0 | 0 | 0 | 0 | 0 | 0 | 0 | 0
TAS | Wind | 5758.7134 | 5553.724 | 6536.9313 | 8679.2082 | 10626.1187 | 12519.8706 | 12996.4057 | 15002.5461 | 16171.5589 | 16362.9584 | 17585.1876 | 16776.6516 | 15936.6109 | 17184.4743 | 17311.6168 | 17586.8635 | 16887.576 | 16709.0372 | 16404.7568 | 15475.4388 | 16549.3375
TAS | Solar | 0 | 0 | 0 | 0 | 0 | 0 | 0 | 0 | 0 | 0 | 0 | 0 | 0 | 0 | 0 | 0 | 0 | 0 | 0 | 0 | 0
Total |  | 78809.8393 | 61953.5061 | 63119.439 | 73645.4638 | 72140.6685 | 75837.5092 | 55475.9264 | 70438.951 | 69269.2464 | 63226.6855 | 68194.1715 | 68508.7626 | 67609.89 | 67540.6566 | 66532.55 | 66868.9124 | 58619.128 | 69335.7405 | 70922.5805 | 62057.5271 | 67037.295

## VOMCost_2
VOM cost by technology ($000s) - High DER (DP6)
Real June 2019 dollars. Years are financial year ending. Some rounding errors may be present.
Region | Technology | 2022 | 2023 | 2024 | 2025 | 2026 | 2027 | 2028 | 2029 | 2030 | 2031 | 2032 | 2033 | 2034 | 2035 | 2036 | 2037 | 2038 | 2039 | 2040 | 2041 | 2042
NEM | Black Coal | 403130.3512 | 386539.2622 | 384872.8848 | 365707.5633 | 359575.4747 | 342640.9956 | 352014.1882 | 313336.8839 | 309091.068 | 326243.4284 | 310196.3079 | 316237.509 | 324114.1445 | 312999.3824 | 200098.7906 | 182727.5545 | 145648.9456 | 148825.5409 | 152199.8818 | 146089.1934 | 142706.6697
NEM | Brown Coal | 135114.0379 | 142568.7769 | 141703.8201 | 143828.1086 | 143150.5019 | 134050.6887 | 141565.5236 | 130928.8243 | 120626.9261 | 118049.6533 | 102896.4499 | 96781.196 | 97766.0442 | 94751.4338 | 99009.9959 | 97967.6753 | 95916.4974 | 98819.9186 | 98819.666 | 96719.5992 | 96292.051
NEM | CCGT | 19418.5987 | 19339.1308 | 16531.5267 | 13970.7143 | 13978.0638 | 13966.8254 | 14008.1811 | 13592.6006 | 13592.4097 | 13592.8953 | 13633.6347 | 13586.8091 | 13586.8091 | 13586.8091 | 15828.8678 | 14789.4626 | 38277.0132 | 14268.8091 | 16664.3785 | 31021.4207 | 13531.0617
NEM | Peaking Gas+Liquids | 804.6627 | 577.8303 | 794.6889 | 320.2193 | 109.65 | 12.283 | 15.3734 | 77.2141 | 61.4861 | 32.1412 | 58.2859 | 19.7099 | 56.6151 | 238.4025 | 580.1589 | 1197.8961 | 9963.8834 | 2791.98 | 1568.1549 | 8805.9395 | 1085.8569
NEM | Hydro | 117202.3393 | 98521.7059 | 96632.6952 | 120291.4079 | 102450.7389 | 114524.6737 | 70726.3739 | 119210.0176 | 113128.2388 | 88129.7057 | 114719.1365 | 100649.2377 | 95750.8712 | 113928.5134 | 115923.9225 | 130994.0498 | 83945.3993 | 136008.3243 | 124432.0966 | 103579.0491 | 124736.8793
NEM | Dispatchable Storage | 121.9725 | 695.0885 | 323.3338 | 1438.8914 | 638.6753 | 1190.9171 | 3402.4201 | 3078.581 | 5844.5457 | 4603.4968 | 4482.4325 | 5654.2352 | 3597.143 | 3503.973 | 11078.5897 | 10086.5114 | 12213.627 | 8097.6795 | 8791.2115 | 10872.187 | 9760.7298
NEM | Wind | 78067.4129 | 81714.1828 | 83532.2305 | 86525.8634 | 93341.7162 | 103241.8784 | 104046.3337 | 116466.2574 | 120692.1021 | 120517.3792 | 130470.5954 | 122199.1195 | 120571.7037 | 124411.117 | 173970.9502 | 177425.7071 | 208747.3063 | 213725.8282 | 213249.4204 | 209853.518 | 213400.9878
NEM | Solar | 0 | 0 | 0 | 0 | 0 | 0 | 0 | 0 | 0 | 0 | 0 | 0 | 0 | 0 | 0 | 0 | 0 | 0 | 0 | 0 | 0
Total |  | 753859.3753 | 729955.9776 | 724391.1799 | 732082.7682 | 713244.8207 | 709628.262 | 685778.3941 | 696690.3789 | 683036.7766 | 671168.6999 | 676456.8429 | 655127.8163 | 655443.3309 | 663419.6312 | 616491.2757 | 615188.8568 | 594712.6723 | 622538.0806 | 615724.8097 | 606940.907 | 601514.2362
Region | Technology | 2022 | 2023 | 2024 | 2025 | 2026 | 2027 | 2028 | 2029 | 2030 | 2031 | 2032 | 2033 | 2034 | 2035 | 2036 | 2037 | 2038 | 2039 | 2040 | 2041 | 2042
NSW | Black Coal | 193571.2957 | 185285.3611 | 166166.2639 | 153602.3292 | 148988.894 | 144776.3401 | 153792.6087 | 135859.7719 | 132633.773 | 150164.959 | 133873.235 | 113780.7973 | 114165.576 | 109899.5396 | 34996.6129 | 36773.0349 | 36255.1186 | 36579.374 | 37219.5648 | 36433.5349 | 34477.2608
NSW | Brown Coal | 0 | 0 | 0 | 0 | 0 | 0 | 0 | 0 | 0 | 0 | 0 | 0 | 0 | 0 | 0 | 0 | 0 | 0 | 0 | 0 | 0
NSW | CCGT | 259.8251 | 259.8251 | 781.6109 | 490.7808 | 490.7808 | 490.7808 | 492.1254 | 490.7808 | 490.7808 | 490.7808 | 492.1254 | 490.7808 | 490.7808 | 490.7808 | 1108.695 | 869.5466 | 11491.2919 | 1728.0249 | 2561.4109 | 10131.9298 | 2096.1095
NSW | Peaking Gas+Liquids | 92.3666 | 0.082887 | 97.4685 | 241.0099 | 0 | 0 | 0 | 0 | 0 | 0 | 4.3881 | 0 | 45.7559 | 128.9551 | 249.1849 | 625.7194 | 1743.2402 | 684.7179 | 493.8008 | 1798.4237 | 282.726
NSW | Hydro | 16433.5957 | 16124.0325 | 15024.302 | 23696.411 | 15526.3478 | 18633.7978 | 9912.629 | 27437.402 | 25230.1879 | 16035.7722 | 18839.9382 | 20301.6575 | 17368.6813 | 23729.1981 | 31336.0894 | 33511.1063 | 27552.0292 | 40457.3886 | 37834.4352 | 34051.2041 | 34336.3368
NSW | Dispatchable Storage | 59.3131 | 381.7207 | 188.0566 | 802.6178 | 365.0273 | 537.6269 | 851.9969 | 431.1424 | 554.2486 | 541.805 | 718.079 | 2043.1203 | 1206.6963 | 1279.6991 | 5072.8278 | 4550.8826 | 5694.266 | 3748.59 | 4041.8978 | 5031.4289 | 4602.4771
NSW | Wind | 12008.1097 | 13831.5238 | 14256.4468 | 14292.6979 | 15041.1944 | 14517.6355 | 13600.3782 | 14429.6602 | 13729.4601 | 14284.1467 | 14469.5341 | 13439.799 | 14123.5481 | 14088.7863 | 31928.2219 | 30940.0637 | 39661.041 | 44366.6496 | 40785.6761 | 39593.5969 | 37551.6417
NSW | Solar | 0 | 0 | 0 | 0 | 0 | 0 | 0 | 0 | 0 | 0 | 0 | 0 | 0 | 0 | 0 | 0 | 0 | 0 | 0 | 0 | 0
Total |  | 222424.5059 | 215882.546 | 196514.1487 | 193125.8466 | 180412.2442 | 178956.181 | 178649.7381 | 178648.7573 | 172638.4503 | 181517.4637 | 168397.2998 | 150056.1548 | 147401.0382 | 149616.9589 | 104691.6318 | 107270.3536 | 122396.9869 | 127564.7449 | 122936.7856 | 127040.1183 | 113346.5519
Region | Technology | 2022 | 2023 | 2024 | 2025 | 2026 | 2027 | 2028 | 2029 | 2030 | 2031 | 2032 | 2033 | 2034 | 2035 | 2036 | 2037 | 2038 | 2039 | 2040 | 2041 | 2042
QLD | Black Coal | 209559.0555 | 201253.9012 | 218706.6209 | 212105.2341 | 210586.5807 | 197864.6555 | 198221.5795 | 177477.112 | 176457.2951 | 176078.4694 | 176323.0729 | 202456.7116 | 209948.5685 | 203099.8429 | 165102.1778 | 145954.5196 | 109393.827 | 112246.1669 | 114980.317 | 109655.6584 | 108229.4089
QLD | Brown Coal | 0 | 0 | 0 | 0 | 0 | 0 | 0 | 0 | 0 | 0 | 0 | 0 | 0 | 0 | 0 | 0 | 0 | 0 | 0 | 0 | 0
QLD | CCGT | 8811.4894 | 8811.4894 | 10084.4381 | 9804.7365 | 9804.7365 | 9804.7365 | 9831.5988 | 9425.8249 | 9425.8249 | 9425.8249 | 9451.6491 | 9425.8249 | 9425.8249 | 9425.8249 | 11211.4282 | 10446.0621 | 26324.6506 | 12483.0849 | 14102.9676 | 20889.4909 | 11434.9522
QLD | Peaking Gas+Liquids | 7.55 | 0 | 0 | 35.709 | 0 | 0 | 0 | 50.6181 | 14.8401 | 16.7678 | 0 | 0 | 10.8593 | 109.4473 | 73.8192 | 417.0432 | 808.5935 | 667.6388 | 341.6959 | 1406.3244 | 239.2836
QLD | Hydro | 5001.3709 | 4981.157 | 4960.9431 | 4940.7292 | 4920.5153 | 4900.3014 | 4880.0875 | 4859.8735 | 4839.6596 | 4819.4457 | 4799.2318 | 4779.0179 | 4758.804 | 4738.5901 | 4718.3762 | 4698.1623 | 1762.4792 | 1754.8633 | 1747.2474 | 1739.6316 | 1732.0157
QLD | Dispatchable Storage | 62.6594 | 313.3678 | 135.2771 | 636.2736 | 273.6481 | 653.2902 | 2550.4233 | 2647.4386 | 5290.297 | 4061.6918 | 3764.3535 | 3611.1149 | 2390.4467 | 2224.2739 | 6005.7619 | 5535.6288 | 6519.361 | 4349.0895 | 4749.3137 | 5840.7581 | 5158.2527
QLD | Wind | 6251.3884 | 11802.8984 | 11492.6845 | 11317.0433 | 11830.3246 | 18651.0424 | 20792.5651 | 27696.0346 | 26999.62 | 26611.2721 | 26235.6967 | 27542.757 | 26233.0248 | 26887.5503 | 51840.8095 | 58011.0327 | 79154.6212 | 79596.7494 | 79396.708 | 80890.5116 | 78373.5139
QLD | Solar | 0 | 0 | 0 | 0 | 0 | 0 | 0 | 0 | 0 | 0 | 0 | 0 | 0 | 0 | 0 | 0 | 0 | 0 | 0 | 0 | 0
Total |  | 229693.5137 | 227162.8138 | 245379.9637 | 238839.7256 | 237415.8051 | 231874.026 | 236276.2541 | 222156.9017 | 223027.5367 | 221013.4717 | 220574.0039 | 247815.4263 | 252767.5282 | 246485.5293 | 238952.3727 | 225062.4486 | 223963.5324 | 211097.5928 | 215318.2497 | 220422.375 | 205167.427
Region | Technology | 2022 | 2023 | 2024 | 2025 | 2026 | 2027 | 2028 | 2029 | 2030 | 2031 | 2032 | 2033 | 2034 | 2035 | 2036 | 2037 | 2038 | 2039 | 2040 | 2041 | 2042
VIC | Black Coal | 0 | 0 | 0 | 0 | 0 | 0 | 0 | 0 | 0 | 0 | 0 | 0 | 0 | 0 | 0 | 0 | 0 | 0 | 0 | 0 | 0
VIC | Brown Coal | 135114.0379 | 142568.7769 | 141703.8201 | 143828.1086 | 143150.5019 | 134050.6887 | 141565.5236 | 130928.8243 | 120626.9261 | 118049.6533 | 102896.4499 | 96781.196 | 97766.0442 | 94751.4338 | 99009.9959 | 97967.6753 | 95916.4974 | 98819.9186 | 98819.666 | 96719.5992 | 96292.051
VIC | CCGT | 54.6994 | 24.1217 | 15.9527 | 4.9936 | 12.3431 | 1.1047 | 4.1981 | 5.7915 | 5.6006 | 6.0862 | 9.6014 | 0 | 0 | 0 | 28.3394 | 2.9579 | 461.0708 | 57.6993 | 0 | 0 | 0
VIC | Peaking Gas+Liquids | 250.5671 | 110.1998 | 35.9886 | 0 | 63.5408 | 0 | 0 | 13.4188 | 24.684 | 0 | 24.3833 | 0 | 0 | 0 | 58.1045 | 0 | 512.1495 | 99.3701 | 186.7644 | 898.2309 | 86.5866
VIC | Hydro | 22716.2466 | 21016.7344 | 19881.5959 | 24998.4347 | 19338.8321 | 22257.1883 | 13454.1368 | 27117.9041 | 25453.3923 | 20013.6116 | 21803.5548 | 20163.8594 | 19061.3553 | 23975.6785 | 18550.647 | 21339.0716 | 12890.4275 | 25989.9758 | 24411.7285 | 19174.1927 | 20880.0133
VIC | Dispatchable Storage | 0 | 0 | 0 | 0 | 0 | 0 | 0 | 0 | 0 | 0 | 0 | 0 | 0 | 0 | 0 | 0 | 0 | 0 | 0 | 0 | 0
VIC | Wind | 35509.6097 | 34027.8292 | 34227.3088 | 35375.0932 | 37408.3873 | 39384.4792 | 39889.6523 | 42588.5215 | 47242.4901 | 45912.7588 | 51325.0603 | 44580.5957 | 44223.8698 | 45183.3585 | 47771.9856 | 46765.9382 | 46936.958 | 45951.3825 | 44938.2804 | 41566.0938 | 46663.4513
VIC | Solar | 0 | 0 | 0 | 0 | 0 | 0 | 0 | 0 | 0 | 0 | 0 | 0 | 0 | 0 | 0 | 0 | 0 | 0 | 0 | 0 | 0
Total |  | 193645.1607 | 197747.6621 | 195864.6661 | 204206.6301 | 199973.6051 | 195693.4608 | 194913.5108 | 200654.4602 | 193353.0932 | 183982.11 | 176059.0498 | 161525.6512 | 161051.2693 | 163910.4709 | 165419.0725 | 166075.6431 | 156717.1032 | 170918.3462 | 168356.4392 | 158358.1167 | 163922.1022
Region | Technology | 2022 | 2023 | 2024 | 2025 | 2026 | 2027 | 2028 | 2029 | 2030 | 2031 | 2032 | 2033 | 2034 | 2035 | 2036 | 2037 | 2038 | 2039 | 2040 | 2041 | 2042
SA | Black Coal | 0 | 0 | 0 | 0 | 0 | 0 | 0 | 0 | 0 | 0 | 0 | 0 | 0 | 0 | 0 | 0 | 0 | 0 | 0 | 0 | 0
SA | Brown Coal | 0 | 0 | 0 | 0 | 0 | 0 | 0 | 0 | 0 | 0 | 0 | 0 | 0 | 0 | 0 | 0 | 0 | 0 | 0 | 0 | 0
SA | CCGT | 10292.5848 | 10243.6946 | 5649.525 | 3670.2035 | 3670.2035 | 3670.2035 | 3680.2588 | 3670.2035 | 3670.2035 | 3670.2035 | 3680.2588 | 3670.2035 | 3670.2035 | 3670.2035 | 3480.4053 | 3470.896 | 0 | 0 | 0 | 0 | 0
SA | Peaking Gas+Liquids | 454.1791 | 467.5476 | 661.2318 | 43.5005 | 46.1092 | 12.283 | 15.3734 | 13.1772 | 21.962 | 15.3734 | 29.5144 | 19.7099 | 0 | 0 | 199.0503 | 155.1335 | 6899.9002 | 1340.2532 | 545.8938 | 4702.9606 | 477.2607
SA | Hydro | 0 | 0 | 0 | 0 | 0 | 0 | 0 | 0 | 0 | 0 | 0 | 0 | 0 | 0 | 0 | 0 | 0 | 0 | 0 | 0 | 0
SA | Dispatchable Storage | 0 | 0 | 0 | 0 | 0 | 0 | 0 | 0 | 0 | 0 | 0 | 0 | 0 | 0 | 0 | 0 | 0 | 0 | 0 | 0 | 0
SA | Wind | 18539.5917 | 16498.2074 | 17018.859 | 16861.8208 | 18435.6913 | 18168.8508 | 16854.6859 | 16936.5279 | 16734.9917 | 16558.1049 | 17931.008 | 15525.9283 | 14139.7865 | 13613.3415 | 15875.1019 | 13365.8745 | 13351.084 | 13043.8157 | 16339.9219 | 18472.8516 | 19888.0579
SA | Solar | 0 | 0 | 0 | 0 | 0 | 0 | 0 | 0 | 0 | 0 | 0 | 0 | 0 | 0 | 0 | 0 | 0 | 0 | 0 | 0 | 0
Total |  | 29286.3556 | 27209.4495 | 23329.6158 | 20575.5248 | 22152.004 | 21851.3373 | 20550.3181 | 20619.9085 | 20427.1572 | 20243.6818 | 21640.7813 | 19215.8417 | 17809.99 | 17283.545 | 19554.5575 | 16991.9039 | 20250.9843 | 14384.069 | 16885.8156 | 23175.8122 | 20365.3187
Region | Technology | 2022 | 2023 | 2024 | 2025 | 2026 | 2027 | 2028 | 2029 | 2030 | 2031 | 2032 | 2033 | 2034 | 2035 | 2036 | 2037 | 2038 | 2039 | 2040 | 2041 | 2042
TAS | Black Coal | 0 | 0 | 0 | 0 | 0 | 0 | 0 | 0 | 0 | 0 | 0 | 0 | 0 | 0 | 0 | 0 | 0 | 0 | 0 | 0 | 0
TAS | Brown Coal | 0 | 0 | 0 | 0 | 0 | 0 | 0 | 0 | 0 | 0 | 0 | 0 | 0 | 0 | 0 | 0 | 0 | 0 | 0 | 0 | 0
TAS | CCGT | 0 | 0 | 0 | 0 | 0 | 0 | 0 | 0 | 0 | 0 | 0 | 0 | 0 | 0 | 0 | 0 | 0 | 0 | 0 | 0 | 0
TAS | Peaking Gas+Liquids | 0 | 0 | 0 | 0 | 0 | 0 | 0 | 0 | 0 | 0 | 0 | 0 | 0 | 0 | 0 | 0 | 0 | 0 | 0 | 0 | 0
TAS | Hydro | 73051.126 | 56399.7821 | 56765.8542 | 66655.8329 | 62665.0437 | 68733.3863 | 42479.5207 | 59794.8379 | 57604.999 | 47260.8762 | 69276.4117 | 55404.7029 | 54562.0307 | 61485.0467 | 61318.8099 | 71445.7096 | 41740.4634 | 67806.0966 | 60438.6855 | 48614.0207 | 67788.5135
TAS | VPP Battery | 0 | 0 | 0 | 0 | 0 | 0 | 0 | 0 | 0 | 0 | 0 | 0 | 0 | 0 | 0 | 0 | 0 | 0 | 0 | 0 | 0
TAS | Wind | 5758.7134 | 5553.724 | 6536.9313 | 8679.2082 | 10626.1187 | 12519.8706 | 12909.0523 | 14815.5133 | 15985.5402 | 17151.0966 | 20509.2964 | 21110.0394 | 21851.4744 | 24638.0804 | 26554.8313 | 28342.7979 | 29643.6021 | 30767.2311 | 31788.834 | 29330.4641 | 30924.323
TAS | Solar | 0 | 0 | 0 | 0 | 0 | 0 | 0 | 0 | 0 | 0 | 0 | 0 | 0 | 0 | 0 | 0 | 0 | 0 | 0 | 0 | 0
Total |  | 78809.8393 | 61953.5061 | 63302.7855 | 75335.0411 | 73291.1624 | 81253.2569 | 55388.573 | 74610.3512 | 73590.5392 | 64411.9728 | 89785.7081 | 76514.7423 | 76413.5052 | 86123.1271 | 87873.6412 | 99788.5075 | 71384.0655 | 98573.3277 | 92227.5196 | 77944.4849 | 98712.8365

## FOMCost_1
FOM cost by technology ($000s) - High DER (Counterfactual)
Real June 2019 dollars. Years are financial year ending. Some rounding errors may be present.
Region | Technology | 2022 | 2023 | 2024 | 2025 | 2026 | 2027 | 2028 | 2029 | 2030 | 2031 | 2032 | 2033 | 2034 | 2035 | 2036 | 2037 | 2038 | 2039 | 2040 | 2041 | 2042
NEM | Black Coal | 1770652.2638 | 1521608.2889 | 888089.7748 | 2569565.9549 | 1419026.1319 | 1057101.3531 | 888089.7748 | 847828.3 | 776482.3 | 1421089.3797 | 1567093.1789 | 1177039.5389 | 620818.3 | 620818.3 | 382963.6488 | 344082.3 | 281924.8 | 281924.8 | 282697.1967 | 926531.8797 | 281924.8
NEM | Brown Coal | 685241 | 685241 | 687118.3726 | 685241 | 685241 | 1127170.2035 | 1531376.416 | 685241 | 631467 | 577693 | 521502.8712 | 462463 | 462463 | 462463 | 463730.0219 | 904392.2035 | 1304414.3274 | 462463 | 463730.0219 | 462463 | 462463
NEM | CCGT | 98720.8177 | 91542.753 | 89867.6931 | 89622.153 | 89622.153 | 89622.153 | 89867.6931 | 85514.203 | 85514.203 | 85514.203 | 85748.4885 | 85514.203 | 85514.203 | 85514.203 | 47339.546 | 47210.203 | 41565.773 | 41565.773 | 16139.7928 | 16095.695 | 16095.695
NEM | Peaking Gas+Liquids | 102587.4673 | 102587.4673 | 102868.5289 | 102587.4673 | 102587.4673 | 102587.4673 | 102868.5289 | 102587.4673 | 103105.4126 | 97318.1876 | 97584.8128 | 101204.6029 | 95932.6456 | 96770.0832 | 95955.6946 | 102737.2909 | 108176.9372 | 110172.8885 | 108884.3335 | 107073.0161 | 109488.7803
NEM | Hydro | 408726.67 | 408726.67 | 409846.4691 | 408726.67 | 408726.67 | 408726.67 | 409846.4691 | 408726.67 | 408726.67 | 408726.67 | 409846.4691 | 408726.67 | 408726.67 | 408726.67 | 409846.4691 | 408726.67 | 403613.518 | 403613.518 | 404719.3085 | 403613.518 | 403613.518
NEM | Dispatchable Storage | 50293.5 | 50467.482 | 50605.7491 | 62915.5732 | 87709.722 | 87709.722 | 87950.0226 | 87709.722 | 87709.722 | 87465.822 | 87705.4544 | 87465.822 | 87018.672 | 86652.822 | 90250.1783 | 96310.5344 | 100469.9473 | 100469.9473 | 109812.1653 | 109512.132 | 109512.132
NEM | Wind | 412630.0856 | 455166.546 | 460295.828 | 463663.4545 | 468623.5788 | 499409.1297 | 529553.7782 | 578497.5288 | 594224.8045 | 592950.9421 | 594575.4652 | 627909.0281 | 615138.9941 | 615138.9941 | 1013716.9158 | 1189591.2295 | 1625581.3689 | 1880355.5515 | 1341398.4314 | 1328494.9188 | 918417.0671
NEM | Solar | 134511.1742 | 147596.0807 | 148000.4535 | 147596.0807 | 149409.2927 | 153904.8326 | 167577.1101 | 179971.5002 | 196803.5583 | 196803.5583 | 197342.7462 | 216495.8328 | 229231.1783 | 229231.1783 | 336536.4969 | 236096.5015 | 300386.0668 | 373093.927 | 244263.4959 | 243596.1093 | 243596.1093
Total |  | 3663362.9786 | 3462936.288 | 2836692.8691 | 4529918.3536 | 3410946.0157 | 3526231.5313 | 3807129.7928 | 2976076.3913 | 2884033.6705 | 3467561.7627 | 3561399.4863 | 3166818.6978 | 2604843.6629 | 2605315.2505 | 2840338.9714 | 3329146.9329 | 4166132.7387 | 3653659.4054 | 2971644.7459 | 3597380.2688 | 2545111.1016
Region | Technology | 2022 | 2023 | 2024 | 2025 | 2026 | 2027 | 2028 | 2029 | 2030 | 2031 | 2032 | 2033 | 2034 | 2035 | 2036 | 2037 | 2038 | 2039 | 2040 | 2041 | 2042
NSW | Black Coal | 1047997.716 | 526176.75 | 447676.1589 | 1490320.2566 | 446453 | 446453 | 447676.1589 | 446453 | 375107 | 375107 | 880397.4132 | 219443 | 219443 | 219443 | 71541.4685 | 71346 | 71346 | 71346 | 71541.4685 | 71346 | 71346
NSW | Brown Coal | 0 | 0 | 0 | 0 | 0 | 0 | 0 | 0 | 0 | 0 | 0 | 0 | 0 | 0 | 0 | 0 | 0 | 0 | 0 | 0 | 0
NSW | CCGT | 4694.8 | 4694.8 | 4707.6625 | 4694.8 | 4694.8 | 4694.8 | 4707.6625 | 4694.8 | 4694.8 | 4694.8 | 4707.6625 | 4694.8 | 4694.8 | 4694.8 | 4707.6625 | 4694.8 | 4694.8 | 4694.8 | 4707.6625 | 4694.8 | 4694.8
NSW | Peaking Gas+Liquids | 23071.8361 | 23071.8361 | 23135.0466 | 23071.8361 | 23071.8361 | 23071.8361 | 23135.0466 | 23071.8361 | 23589.7814 | 23589.7814 | 23654.4109 | 31021.7609 | 32739.8635 | 35347.5111 | 35578.5577 | 42034.9812 | 42034.9812 | 42410.1104 | 44159.6839 | 44039.0291 | 45894.0222
NSW | Hydro | 135226.3 | 135226.3 | 135596.783 | 135226.3 | 135226.3 | 135226.3 | 135596.783 | 135226.3 | 135226.3 | 135226.3 | 135596.783 | 135226.3 | 135226.3 | 135226.3 | 135596.783 | 135226.3 | 135226.3 | 135226.3 | 135596.783 | 135226.3 | 135226.3
NSW | Dispatchable Storage | 14203.2 | 14203.2 | 14242.1129 | 26651.2912 | 51445.44 | 51445.44 | 51586.3864 | 51445.44 | 51445.44 | 51445.44 | 51586.3864 | 51445.44 | 51445.44 | 51445.44 | 51586.3864 | 51445.44 | 51445.44 | 51445.44 | 51586.3864 | 51445.44 | 51445.44
NSW | Wind | 75120.0572 | 84505.7581 | 84737.2807 | 84505.7581 | 84505.7581 | 84505.7581 | 84737.2807 | 84505.7581 | 84547.1048 | 84547.1048 | 84778.7407 | 118026.9548 | 118026.9548 | 118026.9548 | 363646.6288 | 437908.5808 | 1079353.7034 | 410495.0416 | 363646.6288 | 765624.2285 | 355546.3768
NSW | Solar | 47972.3469 | 54621.5244 | 54771.1724 | 54621.5244 | 54621.5244 | 54621.5244 | 54771.1724 | 54621.5244 | 57688.2879 | 57688.2879 | 57846.338 | 57688.2879 | 57688.2879 | 57688.2879 | 57846.338 | 57688.2879 | 73602.8475 | 187186.1056 | 57846.338 | 57688.2879 | 57688.2879
Total |  | 1348286.2562 | 842500.1686 | 764866.217 | 1819091.7664 | 800018.6586 | 800018.6586 | 802210.4905 | 800018.6586 | 732298.7141 | 732298.7141 | 1238567.7347 | 617546.5436 | 619264.6462 | 621872.2938 | 720503.8249 | 800344.3899 | 1457704.0721 | 902803.7976 | 729084.9511 | 1130064.0854 | 721841.2269
Region | Technology | 2022 | 2023 | 2024 | 2025 | 2026 | 2027 | 2028 | 2029 | 2030 | 2031 | 2032 | 2033 | 2034 | 2035 | 2036 | 2037 | 2038 | 2039 | 2040 | 2041 | 2042
QLD | Black Coal | 722654.5478 | 995431.5389 | 440413.6159 | 1079245.6982 | 972573.1319 | 610648.3531 | 440413.6159 | 401375.3 | 401375.3 | 1045982.3797 | 686695.7657 | 957596.5389 | 401375.3 | 401375.3 | 311422.1803 | 272736.3 | 210578.8 | 210578.8 | 211155.7282 | 855185.8797 | 210578.8
QLD | Brown Coal | 0 | 0 | 0 | 0 | 0 | 0 | 0 | 0 | 0 | 0 | 0 | 0 | 0 | 0 | 0 | 0 | 0 | 0 | 0 | 0 | 0
QLD | CCGT | 17038.923 | 17038.923 | 17085.605 | 17038.923 | 17038.923 | 17038.923 | 17085.605 | 12930.973 | 12930.973 | 12930.973 | 12966.4003 | 12930.973 | 12930.973 | 12930.973 | 12966.4003 | 12930.973 | 12930.973 | 12930.973 | 11432.1303 | 11400.895 | 11400.895
QLD | Peaking Gas+Liquids | 28890.735 | 28890.735 | 28969.8877 | 28890.735 | 28890.735 | 28890.735 | 28969.8877 | 28890.735 | 28890.735 | 28890.735 | 28969.8877 | 28890.735 | 24472.775 | 22702.565 | 22764.7638 | 22702.565 | 27509.2038 | 29130.0258 | 31148.0729 | 31062.9689 | 31623.7399
QLD | Hydro | 9019.032 | 9019.032 | 9043.7417 | 9019.032 | 9019.032 | 9019.032 | 9043.7417 | 9019.032 | 9019.032 | 9019.032 | 9043.7417 | 9019.032 | 9019.032 | 9019.032 | 9043.7417 | 9019.032 | 3905.88 | 3905.88 | 3916.581 | 3905.88 | 3905.88
QLD | Dispatchable Storage | 33732.6 | 33906.582 | 33999.4767 | 33906.582 | 33906.582 | 33906.582 | 33999.4767 | 33906.582 | 33906.582 | 33906.582 | 33999.4767 | 33906.582 | 33906.582 | 33906.582 | 33999.4767 | 39593.2268 | 43638.9608 | 43638.9608 | 43758.5196 | 43638.9608 | 43638.9608
QLD | Wind | 31002.1786 | 50577.8286 | 50716.398 | 50577.8286 | 50577.8286 | 62671.8419 | 74271.5363 | 103978.1235 | 104901.2335 | 104901.2335 | 105188.6342 | 104901.2335 | 104901.2335 | 104901.2335 | 143675.1688 | 156338.6906 | 156338.6906 | 156338.6906 | 156767.0158 | 156338.6906 | 156338.6906
QLD | Solar | 51485.1863 | 57920.9153 | 58079.6027 | 57920.9153 | 57920.9153 | 60603.2431 | 69686.2774 | 81139.3207 | 94904.6154 | 94904.6154 | 95164.628 | 94904.6154 | 94904.6154 | 94904.6154 | 195470.0849 | 95415.5168 | 136290.9148 | 95415.5168 | 95676.9292 | 95415.5168 | 95415.5168
Total |  | 893823.2026 | 1192785.5548 | 638308.3277 | 1276599.7141 | 1169927.1477 | 822778.7101 | 673470.1406 | 671240.0662 | 685928.4709 | 1330535.5506 | 972028.5344 | 1242149.7099 | 681510.5109 | 679740.3009 | 729341.8165 | 608736.3042 | 591193.4229 | 551938.847 | 553854.9771 | 1196948.7917 | 552902.4831
Region | Technology | 2022 | 2023 | 2024 | 2025 | 2026 | 2027 | 2028 | 2029 | 2030 | 2031 | 2032 | 2033 | 2034 | 2035 | 2036 | 2037 | 2038 | 2039 | 2040 | 2041 | 2042
VIC | Black Coal | 0 | 0 | 0 | 0 | 0 | 0 | 0 | 0 | 0 | 0 | 0 | 0 | 0 | 0 | 0 | 0 | 0 | 0 | 0 | 0 | 0
VIC | Brown Coal | 685241 | 685241 | 687118.3726 | 685241 | 685241 | 1127170.2035 | 1531376.416 | 685241 | 631467 | 577693 | 521502.8712 | 462463 | 462463 | 462463 | 463730.0219 | 904392.2035 | 1304414.3274 | 462463 | 463730.0219 | 462463 | 462463
VIC | CCGT | 23940 | 23940 | 24005.589 | 23940 | 23940 | 23940 | 24005.589 | 23940 | 23940 | 23940 | 24005.589 | 23940 | 23940 | 23940 | 24005.589 | 23940 | 23940 | 23940 | 0 | 0 | 0
VIC | Peaking Gas+Liquids | 28747 | 28747 | 28825.7589 | 28747 | 28747 | 28747 | 28825.7589 | 28747 | 28747 | 28747 | 28825.7589 | 28747 | 26174.9 | 26174.9 | 26246.6121 | 26174.9 | 26174.9 | 26174.9 | 19571.1732 | 19517.7 | 19517.7
VIC | Hydro | 130551.08 | 130551.08 | 130908.7542 | 130551.08 | 130551.08 | 130551.08 | 130908.7542 | 130551.08 | 130551.08 | 130551.08 | 130908.7542 | 130551.08 | 130551.08 | 130551.08 | 130908.7542 | 130551.08 | 130551.08 | 130551.08 | 130908.7542 | 130551.08 | 130551.08
VIC | Dispatchable Storage | 609.75 | 609.75 | 611.4205 | 609.75 | 609.75 | 609.75 | 611.4205 | 609.75 | 609.75 | 609.75 | 611.4205 | 609.75 | 162.6 | 0 | 414.2985 | 413.1665 | 526.8455 | 526.8455 | 9595.2467 | 9569.0302 | 9569.0302
VIC | Wind | 182213.7686 | 195788.8781 | 196325.286 | 195788.8781 | 195788.8781 | 209218.5058 | 223396.4507 | 235958.4778 | 249502.7786 | 249502.7786 | 250186.3479 | 249502.7786 | 247097.2286 | 247097.2286 | 247774.2073 | 247097.2286 | 257100.9777 | 927014.978 | 264121.7476 | 278128.9765 | 278128.9765
VIC | Solar | 25184.0611 | 25184.0611 | 25253.0585 | 25184.0611 | 26997.2731 | 28810.4851 | 30707.5976 | 31832.5051 | 31832.5051 | 31832.5051 | 31919.7174 | 31832.5051 | 44567.8505 | 44567.8505 | 51061.7853 | 50922.2723 | 58421.8801 | 58421.8801 | 58581.94 | 58421.8801 | 58421.8801
Total |  | 1076486.6597 | 1090061.7692 | 1093048.2398 | 1090061.7692 | 1091874.9812 | 1549047.0245 | 1969831.987 | 1136879.8129 | 1096650.1137 | 1042876.1137 | 987960.4592 | 927646.1137 | 934956.6591 | 934794.0591 | 944141.2684 | 1383490.8509 | 1801130.0107 | 1629092.6836 | 946508.8836 | 958651.6668 | 958651.6668
Region | Technology | 2022 | 2023 | 2024 | 2025 | 2026 | 2027 | 2028 | 2029 | 2030 | 2031 | 2032 | 2033 | 2034 | 2035 | 2036 | 2037 | 2038 | 2039 | 2040 | 2041 | 2042
SA | Black Coal | 0 | 0 | 0 | 0 | 0 | 0 | 0 | 0 | 0 | 0 | 0 | 0 | 0 | 0 | 0 | 0 | 0 | 0 | 0 | 0 | 0
SA | Brown Coal | 0 | 0 | 0 | 0 | 0 | 0 | 0 | 0 | 0 | 0 | 0 | 0 | 0 | 0 | 0 | 0 | 0 | 0 | 0 | 0 | 0
SA | CCGT | 53047.0947 | 45869.03 | 44068.8367 | 43948.43 | 43948.43 | 43948.43 | 44068.8367 | 43948.43 | 43948.43 | 43948.43 | 44068.8367 | 43948.43 | 43948.43 | 43948.43 | 5659.8942 | 5644.43 | 0 | 0 | 0 | 0 | 0
SA | Peaking Gas+Liquids | 19184.7562 | 19184.7562 | 19237.3172 | 19184.7562 | 19184.7562 | 19184.7562 | 19237.3172 | 19184.7562 | 19184.7562 | 13397.5312 | 13434.2368 | 9851.967 | 9851.967 | 9851.967 | 8665.2426 | 9131.7047 | 9764.7123 | 9764.7123 | 11304.885 | 11575.7782 | 11575.7782
SA | Hydro | 0 | 0 | 0 | 0 | 0 | 0 | 0 | 0 | 0 | 0 | 0 | 0 | 0 | 0 | 0 | 0 | 0 | 0 | 0 | 0 | 0
SA | Dispatchable Storage | 1747.95 | 1747.95 | 1752.7389 | 1747.95 | 1747.95 | 1747.95 | 1752.7389 | 1747.95 | 1747.95 | 1504.05 | 1508.1707 | 1504.05 | 1504.05 | 1300.8 | 4250.0167 | 4858.701 | 4858.701 | 4858.701 | 4872.0125 | 4858.701 | 4858.701
SA | Wind | 98041.5122 | 98041.5122 | 98310.1191 | 98041.5122 | 98041.5122 | 98041.5122 | 98310.1191 | 98041.5122 | 93883.3472 | 91775.6272 | 92027.0673 | 93253.8632 | 82889.3792 | 82889.3792 | 196226.2356 | 286022.5315 | 70563.7992 | 324282.6434 | 494468.364 | 66178.8252 | 66178.8252
SA | Solar | 9869.58 | 9869.58 | 9896.6199 | 9869.58 | 9869.58 | 9869.58 | 9896.6199 | 9869.58 | 9869.58 | 9869.58 | 9896.6199 | 29561.8545 | 29561.8545 | 29561.8545 | 29642.8459 | 29561.8545 | 29561.8545 | 29561.8545 | 29642.8459 | 29561.8545 | 29561.8545
Total |  | 181890.8931 | 174712.8284 | 173265.6318 | 172792.2284 | 172792.2284 | 172792.2284 | 173265.6318 | 172792.2284 | 168634.0634 | 160495.2184 | 160934.9314 | 178120.1647 | 167755.6807 | 167552.4307 | 244444.2349 | 335219.2218 | 114749.067 | 368467.9112 | 540288.1074 | 112175.1589 | 112175.1589
Region | Technology | 2022 | 2023 | 2024 | 2025 | 2026 | 2027 | 2028 | 2029 | 2030 | 2031 | 2032 | 2033 | 2034 | 2035 | 2036 | 2037 | 2038 | 2039 | 2040 | 2041 | 2042
TAS | Black Coal | 0 | 0 | 0 | 0 | 0 | 0 | 0 | 0 | 0 | 0 | 0 | 0 | 0 | 0 | 0 | 0 | 0 | 0 | 0 | 0 | 0
TAS | Brown Coal | 0 | 0 | 0 | 0 | 0 | 0 | 0 | 0 | 0 | 0 | 0 | 0 | 0 | 0 | 0 | 0 | 0 | 0 | 0 | 0 | 0
TAS | CCGT | 0 | 0 | 0 | 0 | 0 | 0 | 0 | 0 | 0 | 0 | 0 | 0 | 0 | 0 | 0 | 0 | 0 | 0 | 0 | 0 | 0
TAS | Peaking Gas+Liquids | 2693.14 | 2693.14 | 2700.5185 | 2693.14 | 2693.14 | 2693.14 | 2700.5185 | 2693.14 | 2693.14 | 2693.14 | 2700.5185 | 2693.14 | 2693.14 | 2693.14 | 2700.5185 | 2693.14 | 2693.14 | 2693.14 | 2700.5185 | 877.54 | 877.54
TAS | Hydro | 133930.258 | 133930.258 | 134297.1902 | 133930.258 | 133930.258 | 133930.258 | 134297.1902 | 133930.258 | 133930.258 | 133930.258 | 134297.1902 | 133930.258 | 133930.258 | 133930.258 | 134297.1902 | 133930.258 | 133930.258 | 133930.258 | 134297.1902 | 133930.258 | 133930.258
TAS | VPP Battery | 0 | 0 | 0 | 0 | 0 | 0 | 0 | 0 | 0 | 0 | 0 | 0 | 0 | 0 | 0 | 0 | 0 | 0 | 0 | 0 | 0
TAS | Wind | 26252.569 | 26252.569 | 30206.7442 | 34749.4775 | 39709.6018 | 44971.5117 | 48838.3915 | 56013.6571 | 61390.3404 | 62224.198 | 62394.6753 | 62224.198 | 62224.198 | 62224.198 | 62394.6753 | 62224.198 | 62224.198 | 62224.198 | 62394.6753 | 62224.198 | 62224.198
TAS | Solar | 0 | 0 | 0 | 0 | 0 | 0 | 2515.4428 | 2508.57 | 2508.57 | 2508.57 | 2515.4428 | 2508.57 | 2508.57 | 2508.57 | 2515.4428 | 2508.57 | 2508.57 | 2508.57 | 2515.4428 | 2508.57 | 2508.57
Total |  | 162875.967 | 162875.967 | 167204.4529 | 171372.8755 | 176332.9998 | 181594.9097 | 188351.5429 | 195145.6251 | 200522.3084 | 201356.166 | 201907.8267 | 201356.166 | 201356.166 | 201356.166 | 201907.8267 | 201356.166 | 201356.166 | 201356.166 | 201907.8267 | 199540.566 | 199540.566

## FOMCost_2
FOM cost by technology ($000s) - High DER (DP6)
Real June 2019 dollars. Years are financial year ending. Some rounding errors may be present.
Region | Technology | 2022 | 2023 | 2024 | 2025 | 2026 | 2027 | 2028 | 2029 | 2030 | 2031 | 2032 | 2033 | 2034 | 2035 | 2036 | 2037 | 2038 | 2039 | 2040 | 2041 | 2042
NEM | Black Coal | 1770652.2638 | 1521608.2889 | 888089.7748 | 2569565.9549 | 1419026.1319 | 1057101.3531 | 888089.7748 | 847828.3 | 776482.3 | 1421089.3797 | 1567093.1789 | 1177039.5389 | 620818.3 | 620818.3 | 382963.6488 | 344082.3 | 281924.8 | 281924.8 | 282697.1967 | 926531.8797 | 281924.8
NEM | Brown Coal | 685241 | 685241 | 687118.3726 | 685241 | 685241 | 1127170.2035 | 1531376.416 | 685241 | 631467 | 577693 | 521502.8712 | 462463 | 462463 | 462463 | 463730.0219 | 904392.2035 | 1304414.3274 | 462463 | 463730.0219 | 462463 | 462463
NEM | CCGT | 98720.8177 | 91542.753 | 89867.6931 | 89622.153 | 89622.153 | 89622.153 | 89867.6931 | 85514.203 | 85514.203 | 85514.203 | 85748.4885 | 85514.203 | 85514.203 | 85514.203 | 47339.546 | 47210.203 | 41565.773 | 41565.773 | 16139.7928 | 16095.695 | 16095.695
NEM | Peaking Gas+Liquids | 102587.4673 | 102587.4673 | 102868.5289 | 102587.4673 | 102587.4673 | 102587.4673 | 102868.5289 | 102587.4673 | 102587.4673 | 96800.2423 | 97065.4485 | 93254.6781 | 86264.6181 | 84494.4081 | 82753.6109 | 82527.5081 | 82527.5081 | 82527.5081 | 76078.172 | 74054.7081 | 74054.7081
NEM | Hydro | 408726.67 | 408726.67 | 409846.4691 | 408726.67 | 408726.67 | 408726.67 | 409846.4691 | 408726.67 | 408726.67 | 408726.67 | 430022.7957 | 428847.87 | 428847.87 | 428847.87 | 430022.7957 | 428847.87 | 423734.718 | 423734.718 | 424895.635 | 423734.718 | 423734.718
NEM | Dispatchable Storage | 50293.5 | 50467.482 | 50605.7491 | 62915.5732 | 87709.722 | 87709.722 | 87950.0226 | 87709.722 | 87709.722 | 87465.822 | 87705.4544 | 87465.822 | 87018.672 | 86652.822 | 90299.221 | 90052.5019 | 96663.7018 | 96663.7018 | 96928.5339 | 97312.9014 | 97312.9014
NEM | Wind | 412630.0856 | 455166.546 | 460295.828 | 463663.4545 | 468623.5788 | 502999.2651 | 528898.5167 | 574348.7498 | 587838.4072 | 588872.8071 | 598281.3198 | 600760.4949 | 595239.6437 | 598929.1993 | 779839.4326 | 784509.1063 | 942195.325 | 914290.945 | 916708.4404 | 908514.9255 | 906301.8195
NEM | Solar | 134511.1742 | 147596.0807 | 148000.4535 | 147596.0807 | 149444.5007 | 151292.9207 | 167738.1745 | 182167.9703 | 198534.6601 | 198534.6601 | 199078.5906 | 236144.4381 | 239182.223 | 239182.223 | 308072.6459 | 317628.4173 | 338740.9968 | 334816.6638 | 337629.0548 | 374081.3005 | 374081.3005
Total |  | 3663362.9786 | 3462936.288 | 2836692.8691 | 4529918.3536 | 3410981.2237 | 3527209.7548 | 3806635.5958 | 2974124.0825 | 2878860.4296 | 3464696.7842 | 3586498.1476 | 3171490.0451 | 2605348.5298 | 2606902.0254 | 2585020.9228 | 2999250.1102 | 3511767.1502 | 2637987.1097 | 2614806.8476 | 3282789.1281 | 2635968.9425
Region | Technology | 2022 | 2023 | 2024 | 2025 | 2026 | 2027 | 2028 | 2029 | 2030 | 2031 | 2032 | 2033 | 2034 | 2035 | 2036 | 2037 | 2038 | 2039 | 2040 | 2041 | 2042
NSW | Black Coal | 1047997.716 | 526176.75 | 447676.1589 | 1490320.2566 | 446453 | 446453 | 447676.1589 | 446453 | 375107 | 375107 | 880397.4132 | 219443 | 219443 | 219443 | 71541.4685 | 71346 | 71346 | 71346 | 71541.4685 | 71346 | 71346
NSW | Brown Coal | 0 | 0 | 0 | 0 | 0 | 0 | 0 | 0 | 0 | 0 | 0 | 0 | 0 | 0 | 0 | 0 | 0 | 0 | 0 | 0 | 0
NSW | CCGT | 4694.8 | 4694.8 | 4707.6625 | 4694.8 | 4694.8 | 4694.8 | 4707.6625 | 4694.8 | 4694.8 | 4694.8 | 4707.6625 | 4694.8 | 4694.8 | 4694.8 | 4707.6625 | 4694.8 | 4694.8 | 4694.8 | 4707.6625 | 4694.8 | 4694.8
NSW | Peaking Gas+Liquids | 23071.8361 | 23071.8361 | 23135.0466 | 23071.8361 | 23071.8361 | 23071.8361 | 23135.0466 | 23071.8361 | 23071.8361 | 23071.8361 | 23135.0466 | 23071.8361 | 23071.8361 | 23071.8361 | 22376.474 | 22315.3361 | 22315.3361 | 22315.3361 | 22376.474 | 22315.3361 | 22315.3361
NSW | Hydro | 135226.3 | 135226.3 | 135596.783 | 135226.3 | 135226.3 | 135226.3 | 135596.783 | 135226.3 | 135226.3 | 135226.3 | 135596.783 | 135226.3 | 135226.3 | 135226.3 | 135596.783 | 135226.3 | 135226.3 | 135226.3 | 135596.783 | 135226.3 | 135226.3
NSW | Dispatchable Storage | 14203.2 | 14203.2 | 14242.1129 | 26651.2912 | 51445.44 | 51445.44 | 51586.3864 | 51445.44 | 51445.44 | 51445.44 | 51586.3864 | 51445.44 | 51445.44 | 51445.44 | 54995.3805 | 54845.1199 | 58933.4432 | 58933.4432 | 59094.9046 | 59582.6427 | 59582.6427
NSW | Wind | 75120.0572 | 84505.7581 | 84737.2807 | 84505.7581 | 84505.7581 | 84505.7581 | 84737.2807 | 84505.7581 | 84505.7581 | 84505.7581 | 84737.2807 | 84505.7581 | 84505.7581 | 84505.7581 | 160820.1114 | 158250.0822 | 202032.3001 | 200657.7001 | 201207.4472 | 188603.5701 | 186390.4641
NSW | Solar | 47972.3469 | 54621.5244 | 54771.1724 | 54621.5244 | 54621.5244 | 54621.5244 | 54771.1724 | 54621.5244 | 54621.5244 | 54621.5244 | 54771.1724 | 82556.1953 | 82556.1953 | 82556.1953 | 145917.4732 | 148761.9053 | 158898.1369 | 154973.8039 | 155398.3896 | 174672.7967 | 174672.7967
Total |  | 1348286.2562 | 842500.1686 | 764866.217 | 1819091.7664 | 800018.6586 | 800018.6586 | 802210.4905 | 800018.6586 | 728672.6586 | 728672.6586 | 1234931.7448 | 600943.3295 | 600943.3295 | 600943.3295 | 595955.353 | 595439.5434 | 653446.3162 | 648147.3832 | 649923.1295 | 656441.4456 | 654228.3396
Region | Technology | 2022 | 2023 | 2024 | 2025 | 2026 | 2027 | 2028 | 2029 | 2030 | 2031 | 2032 | 2033 | 2034 | 2035 | 2036 | 2037 | 2038 | 2039 | 2040 | 2041 | 2042
QLD | Black Coal | 722654.5478 | 995431.5389 | 440413.6159 | 1079245.6982 | 972573.1319 | 610648.3531 | 440413.6159 | 401375.3 | 401375.3 | 1045982.3797 | 686695.7657 | 957596.5389 | 401375.3 | 401375.3 | 311422.1803 | 272736.3 | 210578.8 | 210578.8 | 211155.7282 | 855185.8797 | 210578.8
QLD | Brown Coal | 0 | 0 | 0 | 0 | 0 | 0 | 0 | 0 | 0 | 0 | 0 | 0 | 0 | 0 | 0 | 0 | 0 | 0 | 0 | 0 | 0
QLD | CCGT | 17038.923 | 17038.923 | 17085.605 | 17038.923 | 17038.923 | 17038.923 | 17085.605 | 12930.973 | 12930.973 | 12930.973 | 12966.4003 | 12930.973 | 12930.973 | 12930.973 | 12966.4003 | 12930.973 | 12930.973 | 12930.973 | 11432.1303 | 11400.895 | 11400.895
QLD | Peaking Gas+Liquids | 28890.735 | 28890.735 | 28969.8877 | 28890.735 | 28890.735 | 28890.735 | 28969.8877 | 28890.735 | 28890.735 | 28890.735 | 28969.8877 | 28890.735 | 24472.775 | 22702.565 | 22764.7638 | 22702.565 | 22702.565 | 22702.565 | 22764.7638 | 22702.565 | 22702.565
QLD | Hydro | 9019.032 | 9019.032 | 9043.7417 | 9019.032 | 9019.032 | 9019.032 | 9043.7417 | 9019.032 | 9019.032 | 9019.032 | 9043.7417 | 9019.032 | 9019.032 | 9019.032 | 9043.7417 | 9019.032 | 3905.88 | 3905.88 | 3916.581 | 3905.88 | 3905.88
QLD | Dispatchable Storage | 33732.6 | 33906.582 | 33999.4767 | 33906.582 | 33906.582 | 33906.582 | 33999.4767 | 33906.582 | 33906.582 | 33906.582 | 33999.4767 | 33906.582 | 33906.582 | 33906.582 | 33999.4767 | 33906.582 | 36429.4587 | 36429.4587 | 36529.2654 | 36429.4587 | 36429.4587
QLD | Wind | 31002.1786 | 50577.8286 | 50716.398 | 50577.8286 | 50577.8286 | 66185.6669 | 74271.5363 | 101647.351 | 101647.351 | 101647.351 | 101925.8369 | 101647.351 | 101647.351 | 101647.351 | 197739.7195 | 213240.2303 | 300167.2503 | 300167.2503 | 300989.6263 | 308328.603 | 308328.603
QLD | Solar | 51485.1863 | 57920.9153 | 58079.6027 | 57920.9153 | 57920.9153 | 57920.9153 | 69741.4284 | 82619.8949 | 97173.3726 | 97173.3726 | 97439.601 | 97173.3726 | 97173.3726 | 97173.3726 | 94271.6354 | 96123.3252 | 101419.3721 | 101419.3721 | 101697.2334 | 118215.6708 | 118215.6708
Total |  | 893823.2026 | 1192785.5548 | 638308.3277 | 1276599.7141 | 1169927.1477 | 823610.2073 | 673525.2916 | 670389.8679 | 684943.3456 | 1329550.4253 | 971040.7101 | 1241164.5846 | 680525.3856 | 678755.1756 | 682207.9177 | 660659.0074 | 688134.2991 | 688134.2991 | 688485.3285 | 1356168.9522 | 711561.8725
Region | Technology | 2022 | 2023 | 2024 | 2025 | 2026 | 2027 | 2028 | 2029 | 2030 | 2031 | 2032 | 2033 | 2034 | 2035 | 2036 | 2037 | 2038 | 2039 | 2040 | 2041 | 2042
VIC | Black Coal | 0 | 0 | 0 | 0 | 0 | 0 | 0 | 0 | 0 | 0 | 0 | 0 | 0 | 0 | 0 | 0 | 0 | 0 | 0 | 0 | 0
VIC | Brown Coal | 685241 | 685241 | 687118.3726 | 685241 | 685241 | 1127170.2035 | 1531376.416 | 685241 | 631467 | 577693 | 521502.8712 | 462463 | 462463 | 462463 | 463730.0219 | 904392.2035 | 1304414.3274 | 462463 | 463730.0219 | 462463 | 462463
VIC | CCGT | 23940 | 23940 | 24005.589 | 23940 | 23940 | 23940 | 24005.589 | 23940 | 23940 | 23940 | 24005.589 | 23940 | 23940 | 23940 | 24005.589 | 23940 | 23940 | 23940 | 0 | 0 | 0
VIC | Peaking Gas+Liquids | 28747 | 28747 | 28825.7589 | 28747 | 28747 | 28747 | 28825.7589 | 28747 | 28747 | 28747 | 28825.7589 | 28747 | 26174.9 | 26174.9 | 26246.6121 | 26174.9 | 26174.9 | 26174.9 | 19571.1732 | 19517.7 | 19517.7
VIC | Hydro | 130551.08 | 130551.08 | 130908.7542 | 130551.08 | 130551.08 | 130551.08 | 130908.7542 | 130551.08 | 130551.08 | 130551.08 | 130908.7542 | 130551.08 | 130551.08 | 130551.08 | 130908.7542 | 130551.08 | 130551.08 | 130551.08 | 130908.7542 | 130551.08 | 130551.08
VIC | Dispatchable Storage | 609.75 | 609.75 | 611.4205 | 609.75 | 609.75 | 609.75 | 611.4205 | 609.75 | 609.75 | 609.75 | 611.4205 | 609.75 | 162.6 | 0 | 0 | 0 | 0 | 0 | 0 | 0 | 0
VIC | Wind | 182213.7686 | 195788.8781 | 196325.286 | 195788.8781 | 195788.8781 | 209348.9126 | 223527.2147 | 236264.5166 | 249832.0886 | 249832.0886 | 250516.5601 | 249832.0886 | 247426.5386 | 247426.5386 | 248104.4195 | 247426.5386 | 253769.3596 | 234524.9596 | 226345.9512 | 212517.6136 | 212517.6136
VIC | Solar | 25184.0611 | 25184.0611 | 25253.0585 | 25184.0611 | 27032.4811 | 28880.9011 | 30813.511 | 32548.4011 | 34361.6131 | 34361.6131 | 34455.7545 | 34361.6131 | 34361.6131 | 34361.6131 | 34455.7545 | 34361.6131 | 38515.7458 | 38515.7458 | 40516.3535 | 40405.6531 | 40405.6531
Total |  | 1076486.6597 | 1090061.7692 | 1093048.2398 | 1090061.7692 | 1091910.1892 | 1549247.8472 | 1970068.6644 | 1137901.7477 | 1099508.5317 | 1045734.5317 | 990826.7085 | 930504.5317 | 925079.7317 | 924917.1317 | 927451.1512 | 1366846.3352 | 1777365.4128 | 916169.6854 | 881072.2539 | 865455.0467 | 865455.0467
Region | Technology | 2022 | 2023 | 2024 | 2025 | 2026 | 2027 | 2028 | 2029 | 2030 | 2031 | 2032 | 2033 | 2034 | 2035 | 2036 | 2037 | 2038 | 2039 | 2040 | 2041 | 2042
SA | Black Coal | 0 | 0 | 0 | 0 | 0 | 0 | 0 | 0 | 0 | 0 | 0 | 0 | 0 | 0 | 0 | 0 | 0 | 0 | 0 | 0 | 0
SA | Brown Coal | 0 | 0 | 0 | 0 | 0 | 0 | 0 | 0 | 0 | 0 | 0 | 0 | 0 | 0 | 0 | 0 | 0 | 0 | 0 | 0 | 0
SA | CCGT | 53047.0947 | 45869.03 | 44068.8367 | 43948.43 | 43948.43 | 43948.43 | 44068.8367 | 43948.43 | 43948.43 | 43948.43 | 44068.8367 | 43948.43 | 43948.43 | 43948.43 | 5659.8942 | 5644.43 | 0 | 0 | 0 | 0 | 0
SA | Peaking Gas+Liquids | 19184.7562 | 19184.7562 | 19237.3172 | 19184.7562 | 19184.7562 | 19184.7562 | 19237.3172 | 19184.7562 | 19184.7562 | 13397.5312 | 13434.2368 | 9851.967 | 9851.967 | 9851.967 | 8665.2426 | 8641.567 | 8641.567 | 8641.567 | 8665.2426 | 8641.567 | 8641.567
SA | Hydro | 0 | 0 | 0 | 0 | 0 | 0 | 0 | 0 | 0 | 0 | 0 | 0 | 0 | 0 | 0 | 0 | 0 | 0 | 0 | 0 | 0
SA | Dispatchable Storage | 1747.95 | 1747.95 | 1752.7389 | 1747.95 | 1747.95 | 1747.95 | 1752.7389 | 1747.95 | 1747.95 | 1504.05 | 1508.1707 | 1504.05 | 1504.05 | 1300.8 | 1304.3638 | 1300.8 | 1300.8 | 1300.8 | 1304.3638 | 1300.8 | 1300.8
SA | Wind | 98041.5122 | 98041.5122 | 98310.1191 | 98041.5122 | 98041.5122 | 98041.5122 | 98310.1191 | 98041.5122 | 93883.3472 | 91775.6272 | 92027.0673 | 91775.6272 | 81411.1432 | 81411.1432 | 83293.2744 | 71390.7612 | 76075.3473 | 68789.9673 | 77712.5643 | 88914.071 | 88914.071
SA | Solar | 9869.58 | 9869.58 | 9896.6199 | 9869.58 | 9869.58 | 9869.58 | 9896.6199 | 9869.58 | 9869.58 | 9869.58 | 9896.6199 | 19544.6872 | 22582.472 | 22582.472 | 30912.3401 | 35873.0038 | 37399.172 | 37399.172 | 37501.6355 | 38278.6099 | 38278.6099
Total |  | 181890.8931 | 174712.8284 | 173265.6318 | 172792.2284 | 172792.2284 | 172792.2284 | 173265.6318 | 172792.2284 | 168634.0634 | 160495.2184 | 160934.9314 | 166624.7614 | 159298.0622 | 159094.8122 | 129835.1151 | 122850.562 | 123416.8863 | 116131.5063 | 125183.8062 | 137135.0479 | 137135.0479
Region | Technology | 2022 | 2023 | 2024 | 2025 | 2026 | 2027 | 2028 | 2029 | 2030 | 2031 | 2032 | 2033 | 2034 | 2035 | 2036 | 2037 | 2038 | 2039 | 2040 | 2041 | 2042
TAS | Black Coal | 0 | 0 | 0 | 0 | 0 | 0 | 0 | 0 | 0 | 0 | 0 | 0 | 0 | 0 | 0 | 0 | 0 | 0 | 0 | 0 | 0
TAS | Brown Coal | 0 | 0 | 0 | 0 | 0 | 0 | 0 | 0 | 0 | 0 | 0 | 0 | 0 | 0 | 0 | 0 | 0 | 0 | 0 | 0 | 0
TAS | CCGT | 0 | 0 | 0 | 0 | 0 | 0 | 0 | 0 | 0 | 0 | 0 | 0 | 0 | 0 | 0 | 0 | 0 | 0 | 0 | 0 | 0
TAS | Peaking Gas+Liquids | 2693.14 | 2693.14 | 2700.5185 | 2693.14 | 2693.14 | 2693.14 | 2700.5185 | 2693.14 | 2693.14 | 2693.14 | 2700.5185 | 2693.14 | 2693.14 | 2693.14 | 2700.5185 | 2693.14 | 2693.14 | 2693.14 | 2700.5185 | 877.54 | 877.54
TAS | Hydro | 133930.258 | 133930.258 | 134297.1902 | 133930.258 | 133930.258 | 133930.258 | 134297.1902 | 133930.258 | 133930.258 | 133930.258 | 154473.5168 | 154051.458 | 154051.458 | 154051.458 | 154473.5168 | 154051.458 | 154051.458 | 154051.458 | 154473.5168 | 154051.458 | 154051.458
TAS | VPP Battery | 0 | 0 | 0 | 0 | 0 | 0 | 0 | 0 | 0 | 0 | 0 | 0 | 0 | 0 | 0 | 0 | 0 | 0 | 0 | 0 | 0
TAS | Wind | 26252.569 | 26252.569 | 30206.7442 | 34749.4775 | 39709.6018 | 44917.4152 | 48052.366 | 53889.6119 | 57969.8623 | 61111.9822 | 69074.5748 | 72999.67 | 80248.8528 | 83938.4084 | 89881.9077 | 94201.4941 | 110151.0678 | 110151.0678 | 110452.8515 | 110151.0678 | 110151.0678
TAS | Solar | 0 | 0 | 0 | 0 | 0 | 0 | 2515.4428 | 2508.57 | 2508.57 | 2508.57 | 2515.4428 | 2508.57 | 2508.57 | 2508.57 | 2515.4428 | 2508.57 | 2508.57 | 2508.57 | 2515.4428 | 2508.57 | 2508.57
Total |  | 162875.967 | 162875.967 | 167204.4529 | 171372.8755 | 176332.9998 | 181540.8132 | 187565.5175 | 193021.5799 | 197101.8303 | 200243.9502 | 228764.0529 | 232252.838 | 239502.0208 | 243191.5764 | 249571.3858 | 253454.6621 | 269404.2358 | 269404.2358 | 270142.3296 | 267588.6358 | 267588.6358

## FuelCost_1
Fuel cost by technology ($000s) - High DER (Counterfactual)
Real June 2019 dollars. Years are financial year ending. Some rounding errors may be present.
Region | Technology | 2022 | 2023 | 2024 | 2025 | 2026 | 2027 | 2028 | 2029 | 2030 | 2031 | 2032 | 2033 | 2034 | 2035 | 2036 | 2037 | 2038 | 2039 | 2040 | 2041 | 2042
NEM | Black Coal | 1882132.9683 | 1826727.5037 | 1935605.7879 | 1859359.7571 | 1865487.4658 | 1815325.0043 | 1976787.0932 | 1846697.1868 | 1759308.3376 | 1879891.221 | 1904659.2965 | 1649863.1597 | 1687585.4188 | 1709207.5512 | 1029317.9841 | 965421.4652 | 827045.8261 | 830761.9106 | 829997.2678 | 829274.6992 | 830388.9918
NEM | Brown Coal | 257658.7872 | 269219.8194 | 267094.0285 | 255401.4223 | 241621.6265 | 230700.4969 | 249207.1399 | 219072.6129 | 207236.9698 | 206160.0703 | 175353.143 | 158868.4957 | 161100.6018 | 156924.5352 | 153568.1327 | 157721.1593 | 167280.4623 | 160699.4253 | 162607.6019 | 170608.1855 | 157046.7321
NEM | CCGT | 232948.5134 | 239024.6713 | 212295.2731 | 209840.6309 | 206920.6851 | 209555.0984 | 214355.2404 | 217655.5004 | 217569.2439 | 225211.6007 | 231961.099 | 830385.611 | 810216.2783 | 706594.8849 | 679037.424 | 727109.5162 | 1017436.2853 | 1036796.0545 | 793332.3656 | 803339.4391 | 824674.775
NEM | Peaking Gas+Liquids | 6652.156 | 4553.324 | 6410.62 | 8681.2064 | 8579.482 | 4721.3631 | 6315.8031 | 8416.0568 | 10064.7718 | 7267.3307 | 11406.751 | 178033.488 | 164428.2923 | 165272.8395 | 570360.5282 | 601148.2315 | 1906630.6885 | 1413577.157 | 1805962.2296 | 2231689.764 | 2271097.9538
NEM | Hydro | 0 | 0 | 0 | 0 | 0 | 0 | 0 | 0 | 0 | 0 | 0 | 0 | 0 | 0 | 0 | 0 | 0 | 0 | 0 | 0 | 0
NEM | Dispatchable Storage | 0 | 0 | 0 | 0 | 0 | 0 | 0 | 0 | 0 | 0 | 0 | 0 | 0 | 0 | 0 | 0 | 0 | 0 | 0 | 0 | 0
NEM | Wind | 0 | 0 | 0 | 0 | 0 | 0 | 0 | 0 | 0 | 0 | 0 | 0 | 0 | 0 | 0 | 0 | 0 | 0 | 0 | 0 | 0
NEM | Solar | 0 | 0 | 0 | 0 | 0 | 0 | 0 | 0 | 0 | 0 | 0 | 0 | 0 | 0 | 0 | 0 | 0 | 0 | 0 | 0 | 0
Total |  | 2379392.4249 | 2339525.3184 | 2421405.7096 | 2333283.0166 | 2322609.2593 | 2260301.9626 | 2446665.2766 | 2291841.3569 | 2194179.3231 | 2318530.2227 | 2323380.2894 | 2817150.7545 | 2823330.5912 | 2737999.8109 | 2432284.069 | 2451400.3722 | 3918393.2621 | 3441834.5475 | 3591899.465 | 4034912.0877 | 4083208.4527
Region | Technology | 2022 | 2023 | 2024 | 2025 | 2026 | 2027 | 2028 | 2029 | 2030 | 2031 | 2032 | 2033 | 2034 | 2035 | 2036 | 2037 | 2038 | 2039 | 2040 | 2041 | 2042
NSW | Black Coal | 937716.1327 | 924498.2986 | 948294.3017 | 873036.4086 | 877992.6564 | 857102.8331 | 1041782.0308 | 999444.3233 | 914296.2592 | 1043106.8083 | 1052708.0626 | 746452.6133 | 754861.6175 | 767379.3406 | 285699.0353 | 288931.3726 | 289733.9598 | 286523.6112 | 284089.4633 | 282510.6754 | 282510.6754
NSW | Brown Coal | 0 | 0 | 0 | 0 | 0 | 0 | 0 | 0 | 0 | 0 | 0 | 0 | 0 | 0 | 0 | 0 | 0 | 0 | 0 | 0 | 0
NSW | CCGT | 2238.7848 | 2370.9647 | 7237.1704 | 4743.5191 | 5007.3242 | 5264.458 | 5386.0373 | 5568.7461 | 5717.7034 | 5937.7686 | 6151.3877 | 296335.9682 | 297512.7811 | 286144.1012 | 256137.1771 | 259673.4181 | 281628.6031 | 275562.2671 | 285124.3129 | 283509.4757 | 288556.689
NSW | Peaking Gas+Liquids | 949.5543 | 46.1769 | 1335.8119 | 2920.2206 | 1953.1647 | 1677.1661 | 1025.2025 | 1831.4654 | 5643.1648 | 1298.9001 | 3497.8423 | 101239.8678 | 96426.5301 | 100743.4953 | 462616.6798 | 488058.9132 | 1181917.256 | 831031.2825 | 1100267.6337 | 1327649.6497 | 1470972.7674
NSW | Hydro | 0 | 0 | 0 | 0 | 0 | 0 | 0 | 0 | 0 | 0 | 0 | 0 | 0 | 0 | 0 | 0 | 0 | 0 | 0 | 0 | 0
NSW | Dispatchable Storage | 0 | 0 | 0 | 0 | 0 | 0 | 0 | 0 | 0 | 0 | 0 | 0 | 0 | 0 | 0 | 0 | 0 | 0 | 0 | 0 | 0
NSW | Wind | 0 | 0 | 0 | 0 | 0 | 0 | 0 | 0 | 0 | 0 | 0 | 0 | 0 | 0 | 0 | 0 | 0 | 0 | 0 | 0 | 0
NSW | Solar | 0 | 0 | 0 | 0 | 0 | 0 | 0 | 0 | 0 | 0 | 0 | 0 | 0 | 0 | 0 | 0 | 0 | 0 | 0 | 0 | 0
Total |  | 940904.4719 | 926915.4401 | 956867.284 | 880700.1483 | 884953.1453 | 864044.4572 | 1048193.2706 | 1006844.5348 | 925657.1273 | 1050343.477 | 1062357.2926 | 1144028.4493 | 1148800.9288 | 1154266.9371 | 1004452.8923 | 1036663.7039 | 1753279.8188 | 1393117.1607 | 1669481.4099 | 1893669.8008 | 2042040.1318
Region | Technology | 2022 | 2023 | 2024 | 2025 | 2026 | 2027 | 2028 | 2029 | 2030 | 2031 | 2032 | 2033 | 2034 | 2035 | 2036 | 2037 | 2038 | 2039 | 2040 | 2041 | 2042
QLD | Black Coal | 944416.8355 | 902229.2051 | 987311.4863 | 986323.3485 | 987494.8094 | 958222.1712 | 935005.0624 | 847252.8635 | 845012.0784 | 836784.4127 | 851951.2339 | 903410.5464 | 932723.8013 | 941828.2106 | 743618.9488 | 676490.0926 | 537311.8663 | 544238.2994 | 545907.8045 | 546764.0238 | 547878.3164
QLD | Brown Coal | 0 | 0 | 0 | 0 | 0 | 0 | 0 | 0 | 0 | 0 | 0 | 0 | 0 | 0 | 0 | 0 | 0 | 0 | 0 | 0 | 0
QLD | CCGT | 79796.9723 | 80105.8094 | 90807.804 | 86426.8167 | 86858.8458 | 87279.9495 | 87694.5603 | 83857.3306 | 83993.4088 | 84194.4467 | 84605.4043 | 109602.8196 | 103482.4921 | 109012.3499 | 223204.6878 | 284503.2001 | 531414.6108 | 563959.2036 | 508208.0528 | 519829.9634 | 536118.0859
QLD | Peaking Gas+Liquids | 68.8287 | 0 | 0 | 519.6664 | 492.4659 | 0 | 0 | 575.1681 | 171.0142 | 22.7622 | 0 | 1371.2285 | 936.2632 | 1517.0906 | 23218.8249 | 33287.7312 | 298385.6205 | 350628.8374 | 399870.9917 | 410654.4245 | 462486.4647
QLD | Hydro | 0 | 0 | 0 | 0 | 0 | 0 | 0 | 0 | 0 | 0 | 0 | 0 | 0 | 0 | 0 | 0 | 0 | 0 | 0 | 0 | 0
QLD | Dispatchable Storage | 0 | 0 | 0 | 0 | 0 | 0 | 0 | 0 | 0 | 0 | 0 | 0 | 0 | 0 | 0 | 0 | 0 | 0 | 0 | 0 | 0
QLD | Wind | 0 | 0 | 0 | 0 | 0 | 0 | 0 | 0 | 0 | 0 | 0 | 0 | 0 | 0 | 0 | 0 | 0 | 0 | 0 | 0 | 0
QLD | Solar | 0 | 0 | 0 | 0 | 0 | 0 | 0 | 0 | 0 | 0 | 0 | 0 | 0 | 0 | 0 | 0 | 0 | 0 | 0 | 0 | 0
Total |  | 1024282.6365 | 982335.0145 | 1078119.2903 | 1073269.8316 | 1074846.1211 | 1045502.1207 | 1022699.6227 | 931685.3622 | 929176.5013 | 921001.6216 | 936556.6382 | 1014384.5945 | 1037142.5567 | 1052357.6511 | 990042.4614 | 994281.0239 | 1367112.0976 | 1458826.3405 | 1453986.849 | 1477248.4117 | 1546482.867
Region | Technology | 2022 | 2023 | 2024 | 2025 | 2026 | 2027 | 2028 | 2029 | 2030 | 2031 | 2032 | 2033 | 2034 | 2035 | 2036 | 2037 | 2038 | 2039 | 2040 | 2041 | 2042
VIC | Black Coal | 0 | 0 | 0 | 0 | 0 | 0 | 0 | 0 | 0 | 0 | 0 | 0 | 0 | 0 | 0 | 0 | 0 | 0 | 0 | 0 | 0
VIC | Brown Coal | 257658.7872 | 269219.8194 | 267094.0285 | 255401.4223 | 241621.6265 | 230700.4969 | 249207.1399 | 219072.6129 | 207236.9698 | 206160.0703 | 175353.143 | 158868.4957 | 161100.6018 | 156924.5352 | 153568.1327 | 157721.1593 | 167280.4623 | 160699.4253 | 162607.6019 | 170608.1855 | 157046.7321
VIC | CCGT | 2186.859 | 1021.8887 | 685.6967 | 676.1651 | 1716.9636 | 410.6494 | 861.8231 | 877.65 | 1022.3028 | 1128.9276 | 2235.8046 | 122238.2152 | 112146.1604 | 26825.1212 | 48123.5863 | 22029.4148 | 204393.0714 | 197274.5838 | 0 | 0 | 0
VIC | Peaking Gas+Liquids | 2436.3204 | 1092.1027 | 349.3545 | 248.8303 | 1447.1398 | 191.8529 | 364.7363 | 487.2458 | 707.8027 | 599.9604 | 2689.3488 | 11652.0487 | 6634.5249 | 9660.5884 | 22403.2209 | 18985.515 | 233226.0151 | 57010.0635 | 129170.0627 | 256065.4558 | 172662.5779
VIC | Hydro | 0 | 0 | 0 | 0 | 0 | 0 | 0 | 0 | 0 | 0 | 0 | 0 | 0 | 0 | 0 | 0 | 0 | 0 | 0 | 0 | 0
VIC | Dispatchable Storage | 0 | 0 | 0 | 0 | 0 | 0 | 0 | 0 | 0 | 0 | 0 | 0 | 0 | 0 | 0 | 0 | 0 | 0 | 0 | 0 | 0
VIC | Wind | 0 | 0 | 0 | 0 | 0 | 0 | 0 | 0 | 0 | 0 | 0 | 0 | 0 | 0 | 0 | 0 | 0 | 0 | 0 | 0 | 0
VIC | Solar | 0 | 0 | 0 | 0 | 0 | 0 | 0 | 0 | 0 | 0 | 0 | 0 | 0 | 0 | 0 | 0 | 0 | 0 | 0 | 0 | 0
Total |  | 262281.9667 | 271333.8108 | 268129.0798 | 256326.4177 | 244785.7298 | 231302.9992 | 250433.6993 | 220437.5087 | 208967.0752 | 207888.9584 | 180278.2964 | 292758.7596 | 279881.2871 | 193410.2448 | 224094.9399 | 198736.0891 | 604899.5487 | 414984.0727 | 291777.6647 | 426673.6414 | 329709.31
Region | Technology | 2022 | 2023 | 2024 | 2025 | 2026 | 2027 | 2028 | 2029 | 2030 | 2031 | 2032 | 2033 | 2034 | 2035 | 2036 | 2037 | 2038 | 2039 | 2040 | 2041 | 2042
SA | Black Coal | 0 | 0 | 0 | 0 | 0 | 0 | 0 | 0 | 0 | 0 | 0 | 0 | 0 | 0 | 0 | 0 | 0 | 0 | 0 | 0 | 0
SA | Brown Coal | 0 | 0 | 0 | 0 | 0 | 0 | 0 | 0 | 0 | 0 | 0 | 0 | 0 | 0 | 0 | 0 | 0 | 0 | 0 | 0 | 0
SA | CCGT | 148725.8973 | 155526.0086 | 113564.602 | 117994.13 | 113337.5515 | 116600.0415 | 120412.8197 | 127351.7737 | 126835.8289 | 133950.4577 | 138968.5024 | 302208.608 | 297074.8446 | 284613.3127 | 151571.9727 | 160903.4832 | 0 | 0 | 0 | 0 | 0
SA | Peaking Gas+Liquids | 3197.4526 | 3415.0444 | 4725.4536 | 4992.4891 | 4686.7116 | 2852.3441 | 4925.8643 | 5522.1776 | 3542.7902 | 5345.7079 | 5219.5599 | 63770.343 | 60430.974 | 53351.6652 | 62121.8026 | 60816.0721 | 193101.797 | 174906.9736 | 176653.5414 | 237320.2339 | 164976.1439
SA | Hydro | 0 | 0 | 0 | 0 | 0 | 0 | 0 | 0 | 0 | 0 | 0 | 0 | 0 | 0 | 0 | 0 | 0 | 0 | 0 | 0 | 0
SA | Dispatchable Storage | 0 | 0 | 0 | 0 | 0 | 0 | 0 | 0 | 0 | 0 | 0 | 0 | 0 | 0 | 0 | 0 | 0 | 0 | 0 | 0 | 0
SA | Wind | 0 | 0 | 0 | 0 | 0 | 0 | 0 | 0 | 0 | 0 | 0 | 0 | 0 | 0 | 0 | 0 | 0 | 0 | 0 | 0 | 0
SA | Solar | 0 | 0 | 0 | 0 | 0 | 0 | 0 | 0 | 0 | 0 | 0 | 0 | 0 | 0 | 0 | 0 | 0 | 0 | 0 | 0 | 0
Total |  | 151923.3499 | 158941.0531 | 118290.0555 | 122986.619 | 118024.2631 | 119452.3856 | 125338.684 | 132873.9512 | 130378.6192 | 139296.1657 | 144188.0623 | 365978.951 | 357505.8187 | 337964.9779 | 213693.7753 | 221719.5553 | 193101.797 | 174906.9736 | 176653.5414 | 237320.2339 | 164976.1439
Region | Technology | 2022 | 2023 | 2024 | 2025 | 2026 | 2027 | 2028 | 2029 | 2030 | 2031 | 2032 | 2033 | 2034 | 2035 | 2036 | 2037 | 2038 | 2039 | 2040 | 2041 | 2042
TAS | Black Coal | 0 | 0 | 0 | 0 | 0 | 0 | 0 | 0 | 0 | 0 | 0 | 0 | 0 | 0 | 0 | 0 | 0 | 0 | 0 | 0 | 0
TAS | Brown Coal | 0 | 0 | 0 | 0 | 0 | 0 | 0 | 0 | 0 | 0 | 0 | 0 | 0 | 0 | 0 | 0 | 0 | 0 | 0 | 0 | 0
TAS | CCGT | 0 | 0 | 0 | 0 | 0 | 0 | 0 | 0 | 0 | 0 | 0 | 0 | 0 | 0 | 0 | 0 | 0 | 0 | 0 | 0 | 0
TAS | Peaking Gas+Liquids | 0 | 0 | 0 | 0 | 0 | 0 | 0 | 0 | 0 | 0 | 0 | 0 | 0 | 0 | 0 | 0 | 0 | 0 | 0 | 0 | 0
TAS | Hydro | 0 | 0 | 0 | 0 | 0 | 0 | 0 | 0 | 0 | 0 | 0 | 0 | 0 | 0 | 0 | 0 | 0 | 0 | 0 | 0 | 0
TAS | VPP Battery | 0 | 0 | 0 | 0 | 0 | 0 | 0 | 0 | 0 | 0 | 0 | 0 | 0 | 0 | 0 | 0 | 0 | 0 | 0 | 0 | 0
TAS | Wind | 0 | 0 | 0 | 0 | 0 | 0 | 0 | 0 | 0 | 0 | 0 | 0 | 0 | 0 | 0 | 0 | 0 | 0 | 0 | 0 | 0
TAS | Solar | 0 | 0 | 0 | 0 | 0 | 0 | 0 | 0 | 0 | 0 | 0 | 0 | 0 | 0 | 0 | 0 | 0 | 0 | 0 | 0 | 0
Total |  | 0 | 0 | 0 | 0 | 0 | 0 | 0 | 0 | 0 | 0 | 0 | 0 | 0 | 0 | 0 | 0 | 0 | 0 | 0 | 0 | 0

## FuelCost_2
Fuel cost by technology ($000s) - High DER (DP6)
Real June 2019 dollars. Years are financial year ending. Some rounding errors may be present.
Region | Technology | 2022 | 2023 | 2024 | 2025 | 2026 | 2027 | 2028 | 2029 | 2030 | 2031 | 2032 | 2033 | 2034 | 2035 | 2036 | 2037 | 2038 | 2039 | 2040 | 2041 | 2042
NEM | Black Coal | 1882132.9683 | 1818444.2991 | 1923144.1272 | 1812615.1224 | 1776100.0165 | 1720841.1339 | 1905325.0241 | 1733541.8683 | 1672793.6816 | 1818053.366 | 1731085.9287 | 1721335.7692 | 1776624.0122 | 1727041.0841 | 1030363.8512 | 946928.2843 | 757181.4843 | 766956.9586 | 781319.6523 | 749786.0491 | 726572.9806
NEM | Brown Coal | 257658.762 | 272273.8578 | 270621.4716 | 274780.5982 | 273329.8068 | 255788.1274 | 270364.988 | 249794.4531 | 228613.5642 | 221985.1923 | 191460.4766 | 177797.3784 | 179621.3688 | 174059.7705 | 181926.6455 | 180011.5496 | 176231.1478 | 181582.1987 | 181583.6173 | 177713.7425 | 176922.7431
NEM | CCGT | 232948.5134 | 239023.4112 | 212294.225 | 133892.6557 | 137229.6523 | 139650.3701 | 141399.4819 | 139141.889 | 140716.2786 | 143082.0251 | 145765.1032 | 144274.9982 | 143856.2007 | 143400.3415 | 154660.0816 | 146163.8852 | 413399.1852 | 138107.0437 | 154008.5575 | 311994.2633 | 126895.1978
NEM | Peaking Gas+Liquids | 6652.156 | 4506.2832 | 6140.307 | 3282.2675 | 1012.5771 | 94.6537 | 120.8374 | 842.0401 | 641.9378 | 337.8853 | 631.305 | 175.0929 | 757.9793 | 3131.9542 | 6921.2673 | 15330.9907 | 105914.5298 | 32493.9758 | 18478.4702 | 97323.6398 | 12436.5522
NEM | Hydro | 0 | 0 | 0 | 0 | 0 | 0 | 0 | 0 | 0 | 0 | 0 | 0 | 0 | 0 | 0 | 0 | 0 | 0 | 0 | 0 | 0
NEM | Dispatchable Storage | 0 | 0 | 0 | 0 | 0 | 0 | 0 | 0 | 0 | 0 | 0 | 0 | 0 | 0 | 0 | 0 | 0 | 0 | 0 | 0 | 0
NEM | Wind | 0 | 0 | 0 | 0 | 0 | 0 | 0 | 0 | 0 | 0 | 0 | 0 | 0 | 0 | 0 | 0 | 0 | 0 | 0 | 0 | 0
NEM | Solar | 0 | 0 | 0 | 0 | 0 | 0 | 0 | 0 | 0 | 0 | 0 | 0 | 0 | 0 | 0 | 0 | 0 | 0 | 0 | 0 | 0
Total |  | 2379392.3996 | 2334247.8514 | 2412200.1309 | 2224570.6439 | 2187672.0528 | 2116374.2851 | 2317210.3314 | 2123320.2505 | 2042765.4621 | 2183458.4687 | 2068942.8135 | 2043583.2387 | 2100859.561 | 2047633.1503 | 1373871.8456 | 1288434.7099 | 1452726.3472 | 1119140.1768 | 1135390.2974 | 1336817.6946 | 1042827.4736
Region | Technology | 2022 | 2023 | 2024 | 2025 | 2026 | 2027 | 2028 | 2029 | 2030 | 2031 | 2032 | 2033 | 2034 | 2035 | 2036 | 2037 | 2038 | 2039 | 2040 | 2041 | 2042
NSW | Black Coal | 937716.1326 | 919934.8071 | 940311.3558 | 850240.4372 | 813444.199 | 816182.7502 | 987359.6235 | 918749.9015 | 858845.4055 | 996172.2985 | 902393.4529 | 743598.8744 | 754861.6175 | 735094.2704 | 268635.5574 | 286247.1061 | 282999.4963 | 282366.7892 | 284089.4633 | 277302.0652 | 262412.5177
NSW | Brown Coal | 0 | 0 | 0 | 0 | 0 | 0 | 0 | 0 | 0 | 0 | 0 | 0 | 0 | 0 | 0 | 0 | 0 | 0 | 0 | 0 | 0
NSW | CCGT | 2238.7848 | 2370.9647 | 7237.1704 | 4479.9903 | 4729.1395 | 4971.9881 | 5086.813 | 5259.3714 | 5400.0532 | 5607.8926 | 5809.6439 | 5743.1668 | 5705.7927 | 5665.1113 | 12689.3927 | 9963.3923 | 132443.3142 | 19908.2636 | 29462.9475 | 116543.7828 | 24110.7605
NSW | Peaking Gas+Liquids | 949.5543 | 0.95116 | 1066.9549 | 2609.3383 | 0 | 0 | 0 | 0 | 0 | 0 | 64.4075 | 0 | 623.1722 | 1744.8092 | 3344.532 | 8373.2055 | 24377.6781 | 9320.8591 | 6712.0868 | 24742.249 | 3827.9563
NSW | Hydro | 0 | 0 | 0 | 0 | 0 | 0 | 0 | 0 | 0 | 0 | 0 | 0 | 0 | 0 | 0 | 0 | 0 | 0 | 0 | 0 | 0
NSW | Dispatchable Storage | 0 | 0 | 0 | 0 | 0 | 0 | 0 | 0 | 0 | 0 | 0 | 0 | 0 | 0 | 0 | 0 | 0 | 0 | 0 | 0 | 0
NSW | Wind | 0 | 0 | 0 | 0 | 0 | 0 | 0 | 0 | 0 | 0 | 0 | 0 | 0 | 0 | 0 | 0 | 0 | 0 | 0 | 0 | 0
NSW | Solar | 0 | 0 | 0 | 0 | 0 | 0 | 0 | 0 | 0 | 0 | 0 | 0 | 0 | 0 | 0 | 0 | 0 | 0 | 0 | 0 | 0
Total |  | 940904.4718 | 922306.7229 | 948615.4812 | 857329.7658 | 818173.3385 | 821154.7383 | 992446.4365 | 924009.2729 | 864245.4587 | 1001780.1911 | 908267.5043 | 749342.0412 | 761190.5824 | 742504.1909 | 284669.4821 | 304583.704 | 439820.4886 | 311595.9119 | 320264.4976 | 418588.0969 | 290351.2345
Region | Technology | 2022 | 2023 | 2024 | 2025 | 2026 | 2027 | 2028 | 2029 | 2030 | 2031 | 2032 | 2033 | 2034 | 2035 | 2036 | 2037 | 2038 | 2039 | 2040 | 2041 | 2042
QLD | Black Coal | 944416.8357 | 898509.4921 | 982832.7714 | 962374.6852 | 962655.8176 | 904658.3837 | 917965.4006 | 814791.9667 | 813948.2761 | 821881.0674 | 828692.4758 | 977736.8948 | 1021762.3947 | 991946.8137 | 761728.2938 | 660681.1782 | 474181.988 | 484590.1694 | 497230.189 | 472483.9839 | 464160.4629
QLD | Brown Coal | 0 | 0 | 0 | 0 | 0 | 0 | 0 | 0 | 0 | 0 | 0 | 0 | 0 | 0 | 0 | 0 | 0 | 0 | 0 | 0 | 0
QLD | CCGT | 79796.9723 | 80105.8094 | 90807.804 | 88127.5797 | 88532.9231 | 88928.0159 | 89336.3024 | 85194.5486 | 85307.8539 | 85475.248 | 85859.5432 | 85584.198 | 85554.0969 | 85521.332 | 99788.2782 | 95430.9616 | 256285.2733 | 115112.7181 | 124545.61 | 195450.4805 | 102784.4373
QLD | Peaking Gas+Liquids | 68.8287 | 0 | 0 | 352.1139 | 0 | 0 | 0 | 584.3804 | 174.0947 | 204.4907 | 0 | 0 | 134.8071 | 1387.145 | 1039.9016 | 5552.519 | 10438.1745 | 8944.4403 | 4319.0075 | 18194.1308 | 2989.1673
QLD | Hydro | 0 | 0 | 0 | 0 | 0 | 0 | 0 | 0 | 0 | 0 | 0 | 0 | 0 | 0 | 0 | 0 | 0 | 0 | 0 | 0 | 0
QLD | Dispatchable Storage | 0 | 0 | 0 | 0 | 0 | 0 | 0 | 0 | 0 | 0 | 0 | 0 | 0 | 0 | 0 | 0 | 0 | 0 | 0 | 0 | 0
QLD | Wind | 0 | 0 | 0 | 0 | 0 | 0 | 0 | 0 | 0 | 0 | 0 | 0 | 0 | 0 | 0 | 0 | 0 | 0 | 0 | 0 | 0
QLD | Solar | 0 | 0 | 0 | 0 | 0 | 0 | 0 | 0 | 0 | 0 | 0 | 0 | 0 | 0 | 0 | 0 | 0 | 0 | 0 | 0 | 0
Total |  | 1024282.6366 | 978615.3014 | 1073640.5754 | 1050854.3788 | 1051188.7407 | 993586.3996 | 1007301.7031 | 900570.8958 | 899430.2248 | 907560.8061 | 914552.019 | 1063321.0928 | 1107451.2986 | 1078855.2907 | 862556.4736 | 761664.6589 | 740905.4358 | 608647.3277 | 626094.8066 | 686128.5953 | 569934.0675
Region | Technology | 2022 | 2023 | 2024 | 2025 | 2026 | 2027 | 2028 | 2029 | 2030 | 2031 | 2032 | 2033 | 2034 | 2035 | 2036 | 2037 | 2038 | 2039 | 2040 | 2041 | 2042
VIC | Black Coal | 0 | 0 | 0 | 0 | 0 | 0 | 0 | 0 | 0 | 0 | 0 | 0 | 0 | 0 | 0 | 0 | 0 | 0 | 0 | 0 | 0
VIC | Brown Coal | 257658.762 | 272273.8578 | 270621.4716 | 274780.5982 | 273329.8068 | 255788.1274 | 270364.988 | 249794.4531 | 228613.5642 | 221985.1923 | 191460.4766 | 177797.3784 | 179621.3688 | 174059.7705 | 181926.6455 | 180011.5496 | 176231.1478 | 181582.1987 | 181583.6173 | 177713.7425 | 176922.7431
VIC | CCGT | 2186.859 | 1021.4395 | 685.4686 | 211.5255 | 551.9841 | 51.9425 | 201.4168 | 288.0943 | 286.0636 | 322.8514 | 526.2331 | 0 | 0 | 0 | 1505.7936 | 157.3424 | 24670.5977 | 3086.062 | 0 | 0 | 0
VIC | Peaking Gas+Liquids | 2436.3204 | 1091.5472 | 349.0933 | 0 | 646.4195 | 0 | 0 | 150.3334 | 284.2486 | 0 | 302.4253 | 0 | 0 | 0 | 697.6165 | 0 | 6243.3689 | 1201.3046 | 2301.4048 | 10987.2978 | 1063.0992
VIC | Hydro | 0 | 0 | 0 | 0 | 0 | 0 | 0 | 0 | 0 | 0 | 0 | 0 | 0 | 0 | 0 | 0 | 0 | 0 | 0 | 0 | 0
VIC | Dispatchable Storage | 0 | 0 | 0 | 0 | 0 | 0 | 0 | 0 | 0 | 0 | 0 | 0 | 0 | 0 | 0 | 0 | 0 | 0 | 0 | 0 | 0
VIC | Wind | 0 | 0 | 0 | 0 | 0 | 0 | 0 | 0 | 0 | 0 | 0 | 0 | 0 | 0 | 0 | 0 | 0 | 0 | 0 | 0 | 0
VIC | Solar | 0 | 0 | 0 | 0 | 0 | 0 | 0 | 0 | 0 | 0 | 0 | 0 | 0 | 0 | 0 | 0 | 0 | 0 | 0 | 0 | 0
Total |  | 262281.9414 | 274386.8445 | 271656.0336 | 274992.1237 | 274528.2104 | 255840.0699 | 270566.4048 | 250232.8808 | 229183.8763 | 222308.0437 | 192289.135 | 177797.3784 | 179621.3688 | 174059.7705 | 184130.0556 | 180168.892 | 207145.1144 | 185869.5653 | 183885.0222 | 188701.0402 | 177985.8423
Region | Technology | 2022 | 2023 | 2024 | 2025 | 2026 | 2027 | 2028 | 2029 | 2030 | 2031 | 2032 | 2033 | 2034 | 2035 | 2036 | 2037 | 2038 | 2039 | 2040 | 2041 | 2042
SA | Black Coal | 0 | 0 | 0 | 0 | 0 | 0 | 0 | 0 | 0 | 0 | 0 | 0 | 0 | 0 | 0 | 0 | 0 | 0 | 0 | 0 | 0
SA | Brown Coal | 0 | 0 | 0 | 0 | 0 | 0 | 0 | 0 | 0 | 0 | 0 | 0 | 0 | 0 | 0 | 0 | 0 | 0 | 0 | 0 | 0
SA | CCGT | 148725.8973 | 155525.1977 | 113563.782 | 41073.5604 | 43415.6056 | 45698.4235 | 46774.9497 | 48399.8746 | 49722.3079 | 51676.0331 | 53569.6829 | 52947.6334 | 52596.3111 | 52213.8983 | 40676.6172 | 40612.1889 | 0 | 0 | 0 | 0 | 0
SA | Peaking Gas+Liquids | 3197.4526 | 3413.7848 | 4724.2588 | 320.8152 | 366.1576 | 94.6537 | 120.8374 | 107.3263 | 183.5945 | 133.3946 | 264.4722 | 175.0929 | 0 | 0 | 1839.2172 | 1405.2662 | 64855.3083 | 13027.3718 | 5145.971 | 43399.9622 | 4556.3294
SA | Hydro | 0 | 0 | 0 | 0 | 0 | 0 | 0 | 0 | 0 | 0 | 0 | 0 | 0 | 0 | 0 | 0 | 0 | 0 | 0 | 0 | 0
SA | Dispatchable Storage | 0 | 0 | 0 | 0 | 0 | 0 | 0 | 0 | 0 | 0 | 0 | 0 | 0 | 0 | 0 | 0 | 0 | 0 | 0 | 0 | 0
SA | Wind | 0 | 0 | 0 | 0 | 0 | 0 | 0 | 0 | 0 | 0 | 0 | 0 | 0 | 0 | 0 | 0 | 0 | 0 | 0 | 0 | 0
SA | Solar | 0 | 0 | 0 | 0 | 0 | 0 | 0 | 0 | 0 | 0 | 0 | 0 | 0 | 0 | 0 | 0 | 0 | 0 | 0 | 0 | 0
Total |  | 151923.3499 | 158938.9825 | 118288.0408 | 41394.3756 | 43781.7632 | 45793.0772 | 46895.7871 | 48507.2009 | 49905.9024 | 51809.4278 | 53834.1551 | 53122.7264 | 52596.3111 | 52213.8983 | 42515.8343 | 42017.4551 | 64855.3083 | 13027.3718 | 5145.971 | 43399.9622 | 4556.3294
Region | Technology | 2022 | 2023 | 2024 | 2025 | 2026 | 2027 | 2028 | 2029 | 2030 | 2031 | 2032 | 2033 | 2034 | 2035 | 2036 | 2037 | 2038 | 2039 | 2040 | 2041 | 2042
TAS | Black Coal | 0 | 0 | 0 | 0 | 0 | 0 | 0 | 0 | 0 | 0 | 0 | 0 | 0 | 0 | 0 | 0 | 0 | 0 | 0 | 0 | 0
TAS | Brown Coal | 0 | 0 | 0 | 0 | 0 | 0 | 0 | 0 | 0 | 0 | 0 | 0 | 0 | 0 | 0 | 0 | 0 | 0 | 0 | 0 | 0
TAS | CCGT | 0 | 0 | 0 | 0 | 0 | 0 | 0 | 0 | 0 | 0 | 0 | 0 | 0 | 0 | 0 | 0 | 0 | 0 | 0 | 0 | 0
TAS | Peaking Gas+Liquids | 0 | 0 | 0 | 0 | 0 | 0 | 0 | 0 | 0 | 0 | 0 | 0 | 0 | 0 | 0 | 0 | 0 | 0 | 0 | 0 | 0
TAS | Hydro | 0 | 0 | 0 | 0 | 0 | 0 | 0 | 0 | 0 | 0 | 0 | 0 | 0 | 0 | 0 | 0 | 0 | 0 | 0 | 0 | 0
TAS | VPP Battery | 0 | 0 | 0 | 0 | 0 | 0 | 0 | 0 | 0 | 0 | 0 | 0 | 0 | 0 | 0 | 0 | 0 | 0 | 0 | 0 | 0
TAS | Wind | 0 | 0 | 0 | 0 | 0 | 0 | 0 | 0 | 0 | 0 | 0 | 0 | 0 | 0 | 0 | 0 | 0 | 0 | 0 | 0 | 0
TAS | Solar | 0 | 0 | 0 | 0 | 0 | 0 | 0 | 0 | 0 | 0 | 0 | 0 | 0 | 0 | 0 | 0 | 0 | 0 | 0 | 0 | 0
Total |  | 0 | 0 | 0 | 0 | 0 | 0 | 0 | 0 | 0 | 0 | 0 | 0 | 0 | 0 | 0 | 0 | 0 | 0 | 0 | 0 | 0

## BuildCost_1
New generation build cost (CAPEX) by technology ($000s) - High DER (Counterfactual)
Real June 2019 dollars. Years are financial year ending. The total capital costs are annualised for modelling purposes and presented here on an annualised basis. Some rounding errors may be present.
Region | Technology | 2022 | 2023 | 2024 | 2025 | 2026 | 2027 | 2028 | 2029 | 2030 | 2031 | 2032 | 2033 | 2034 | 2035 | 2036 | 2037 | 2038 | 2039 | 2040 | 2041 | 2042
NEM | Black Coal | 0 | 0 | 0 | 0 | 0 | 0 | 0 | 0 | 0 | 0 | 0 | 0 | 0 | 0 | 0 | 0 | 0 | 0 | 0 | 0 | 0
NEM | Brown Coal | 0 | 0 | 0 | 0 | 0 | 0 | 0 | 0 | 0 | 0 | 0 | 0 | 0 | 0 | 0 | 0 | 0 | 0 | 0 | 0 | 0
NEM | CCGT | 0 | 0 | 0 | 0 | 0 | 0 | 0 | 0 | 0 | 0 | 0 | 0 | 0 | 0 | 0 | 0 | 0 | 0 | 0 | 0 | 0
NEM | Peaking Gas+Liquids | 0 | 0 | 0 | 0 | 0 | 0 | 0 | 0 | 12441.8869 | 12441.8869 | 12441.8869 | 190163.4018 | 231186.5616 | 293355.501 | 314550.0306 | 483204.7244 | 619401.263 | 668555.2244 | 794526.8512 | 802409.5317 | 860037.4106
NEM | Hydro | 0 | 0 | 0 | 0 | 0 | 0 | 0 | 0 | 0 | 0 | 0 | 0 | 0 | 0 | 0 | 0 | 0 | 0 | 0 | 0 | 0
NEM | Dispatchable Storage | 0 | 4777.3036 | 4777.3036 | 4777.3036 | 4777.3036 | 4777.3036 | 4777.3036 | 4777.3036 | 4777.3036 | 4777.3036 | 4777.3036 | 0 | 0 | 0 | 43573.5105 | 116144.1416 | 159225.0192 | 159225.0192 | 288732.3003 | 288732.3003 | 288732.3003
NEM | Wind | 0 | 156032.4354 | 170338.1788 | 187336.2986 | 205467.5759 | 318416.3336 | 423501.9951 | 601378.1498 | 672229.4086 | 675133.2474 | 675133.2474 | 784303.5661 | 784303.5661 | 784303.5661 | 1603111.855 | 1645053.1795 | 1688640.5123 | 1688640.5123 | 1739160.6615 | 1831683.2608 | 1831683.2608
NEM | Solar | 0 | 76054.3072 | 76054.3072 | 76054.3072 | 85763.4926 | 108189.091 | 170961.3526 | 230539.3277 | 306053.1818 | 306053.1818 | 306053.1818 | 391955.0427 | 445004.3951 | 445004.3951 | 472324.0879 | 472324.0879 | 500632.5822 | 500632.5822 | 500632.5822 | 500632.5822 | 500632.5822
Total |  | 0 | 236864.0462 | 251169.7896 | 268167.9094 | 296008.3721 | 431382.7283 | 599240.6513 | 836694.7811 | 995501.781 | 998405.6198 | 998405.6198 | 1366422.0106 | 1460494.5228 | 1522663.4623 | 2433559.484 | 2716726.1333 | 2967899.3767 | 3017053.338 | 3323052.3951 | 3423457.6749 | 3481085.5539
Region | Technology | 2022 | 2023 | 2024 | 2025 | 2026 | 2027 | 2028 | 2029 | 2030 | 2031 | 2032 | 2033 | 2034 | 2035 | 2036 | 2037 | 2038 | 2039 | 2040 | 2041 | 2042
NSW | Black Coal | 0 | 0 | 0 | 0 | 0 | 0 | 0 | 0 | 0 | 0 | 0 | 0 | 0 | 0 | 0 | 0 | 0 | 0 | 0 | 0 | 0
NSW | Brown Coal | 0 | 0 | 0 | 0 | 0 | 0 | 0 | 0 | 0 | 0 | 0 | 0 | 0 | 0 | 0 | 0 | 0 | 0 | 0 | 0 | 0
NSW | CCGT | 0 | 0 | 0 | 0 | 0 | 0 | 0 | 0 | 0 | 0 | 0 | 0 | 0 | 0 | 0 | 0 | 0 | 0 | 0 | 0 | 0
NSW | Peaking Gas+Liquids | 0 | 0 | 0 | 0 | 0 | 0 | 0 | 0 | 12441.8869 | 12441.8869 | 12441.8869 | 190163.4018 | 231186.5616 | 293355.501 | 314550.0306 | 470324.383 | 470324.383 | 479214.0254 | 517757.2141 | 517757.2141 | 561517.5316
NSW | Hydro | 0 | 0 | 0 | 0 | 0 | 0 | 0 | 0 | 0 | 0 | 0 | 0 | 0 | 0 | 0 | 0 | 0 | 0 | 0 | 0 | 0
NSW | Dispatchable Storage | 0 | 0 | 0 | 0 | 0 | 0 | 0 | 0 | 0 | 0 | 0 | 0 | 0 | 0 | 0 | 0 | 0 | 0 | 0 | 0 | 0
NSW | Wind | 0 | 32459.581 | 32459.581 | 32459.581 | 32459.581 | 32459.581 | 32459.581 | 32459.581 | 32594.6782 | 32594.6782 | 32594.6782 | 136571.5498 | 136571.5498 | 136571.5498 | 830101.2405 | 830101.2405 | 830101.2405 | 830101.2405 | 830101.2405 | 830101.2405 | 830101.2405
NSW | Solar | 0 | 37101.8436 | 37101.8436 | 37101.8436 | 37101.8436 | 37101.8436 | 37101.8436 | 37101.8436 | 50161.8913 | 50161.8913 | 50161.8913 | 50161.8913 | 50161.8913 | 50161.8913 | 50161.8913 | 50161.8913 | 50161.8913 | 50161.8913 | 50161.8913 | 50161.8913 | 50161.8913
Total |  | 0 | 69561.4247 | 69561.4247 | 69561.4247 | 69561.4247 | 69561.4247 | 69561.4247 | 69561.4247 | 95198.4564 | 95198.4564 | 95198.4564 | 376896.8428 | 417920.0026 | 480088.9421 | 1194813.1624 | 1350587.5148 | 1350587.5148 | 1359477.1571 | 1398020.3459 | 1398020.3459 | 1441780.6634
Region | Technology | 2022 | 2023 | 2024 | 2025 | 2026 | 2027 | 2028 | 2029 | 2030 | 2031 | 2032 | 2033 | 2034 | 2035 | 2036 | 2037 | 2038 | 2039 | 2040 | 2041 | 2042
QLD | Black Coal | 0 | 0 | 0 | 0 | 0 | 0 | 0 | 0 | 0 | 0 | 0 | 0 | 0 | 0 | 0 | 0 | 0 | 0 | 0 | 0 | 0
QLD | Brown Coal | 0 | 0 | 0 | 0 | 0 | 0 | 0 | 0 | 0 | 0 | 0 | 0 | 0 | 0 | 0 | 0 | 0 | 0 | 0 | 0 | 0
QLD | CCGT | 0 | 0 | 0 | 0 | 0 | 0 | 0 | 0 | 0 | 0 | 0 | 0 | 0 | 0 | 0 | 0 | 0 | 0 | 0 | 0 | 0
QLD | Peaking Gas+Liquids | 0 | 0 | 0 | 0 | 0 | 0 | 0 | 0 | 0 | 0 | 0 | 0 | 0 | 0 | 0 | 0 | 119586.8544 | 159851.1735 | 207796.5999 | 207796.5999 | 221664.1613
QLD | Hydro | 0 | 0 | 0 | 0 | 0 | 0 | 0 | 0 | 0 | 0 | 0 | 0 | 0 | 0 | 0 | 0 | 0 | 0 | 0 | 0 | 0
QLD | Dispatchable Storage | 0 | 4777.3036 | 4777.3036 | 4777.3036 | 4777.3036 | 4777.3036 | 4777.3036 | 4777.3036 | 4777.3036 | 4777.3036 | 4777.3036 | 0 | 0 | 0 | 0 | 61845.3171 | 103237.1927 | 103237.1927 | 103237.1927 | 103237.1927 | 103237.1927
QLD | Wind | 0 | 71581.516 | 71581.516 | 71581.516 | 71581.516 | 114771.4451 | 155188.7329 | 259114.474 | 262305.8923 | 262305.8923 | 262305.8923 | 262305.8923 | 262305.8923 | 262305.8923 | 387584.4905 | 429525.8149 | 429525.8149 | 429525.8149 | 429525.8149 | 429525.8149 | 429525.8149
QLD | Solar | 0 | 38952.4635 | 38952.4635 | 38952.4635 | 38952.4635 | 51921.9921 | 93858.9916 | 147437.9565 | 209891.763 | 209891.763 | 209891.763 | 209891.763 | 209891.763 | 209891.763 | 211983.8148 | 211983.8148 | 211983.8148 | 211983.8148 | 211983.8148 | 211983.8148 | 211983.8148
Total |  | 0 | 115311.2832 | 115311.2832 | 115311.2832 | 115311.2832 | 171470.7408 | 253825.0281 | 411329.7342 | 476974.9589 | 476974.9589 | 476974.9589 | 472197.6553 | 472197.6553 | 472197.6553 | 599568.3053 | 703354.9468 | 864333.6769 | 904597.9959 | 952543.4224 | 952543.4224 | 966410.9838
Region | Technology | 2022 | 2023 | 2024 | 2025 | 2026 | 2027 | 2028 | 2029 | 2030 | 2031 | 2032 | 2033 | 2034 | 2035 | 2036 | 2037 | 2038 | 2039 | 2040 | 2041 | 2042
VIC | Black Coal | 0 | 0 | 0 | 0 | 0 | 0 | 0 | 0 | 0 | 0 | 0 | 0 | 0 | 0 | 0 | 0 | 0 | 0 | 0 | 0 | 0
VIC | Brown Coal | 0 | 0 | 0 | 0 | 0 | 0 | 0 | 0 | 0 | 0 | 0 | 0 | 0 | 0 | 0 | 0 | 0 | 0 | 0 | 0 | 0
VIC | CCGT | 0 | 0 | 0 | 0 | 0 | 0 | 0 | 0 | 0 | 0 | 0 | 0 | 0 | 0 | 0 | 0 | 0 | 0 | 0 | 0 | 0
VIC | Peaking Gas+Liquids | 0 | 0 | 0 | 0 | 0 | 0 | 0 | 0 | 0 | 0 | 0 | 0 | 0 | 0 | 0 | 0 | 0 | 0 | 0 | 0 | 0
VIC | Hydro | 0 | 0 | 0 | 0 | 0 | 0 | 0 | 0 | 0 | 0 | 0 | 0 | 0 | 0 | 0 | 0 | 0 | 0 | 0 | 0 | 0
VIC | Dispatchable Storage | 0 | 0 | 0 | 0 | 0 | 0 | 0 | 0 | 0 | 0 | 0 | 0 | 0 | 0 | 6155.5203 | 6155.5203 | 7844.5223 | 7844.5223 | 137351.8035 | 137351.8035 | 137351.8035
VIC | Wind | 0 | 51991.3384 | 51991.3384 | 51991.3384 | 51991.3384 | 102657.219 | 154274.1545 | 202863.0716 | 251500.0044 | 251500.0044 | 251500.0044 | 251500.0044 | 251500.0044 | 251500.0044 | 251500.0044 | 251500.0044 | 295087.3373 | 295087.3373 | 345607.4864 | 438130.0857 | 438130.0857
VIC | Solar | 0 | 0 | 0 | 0 | 9709.1854 | 19165.2554 | 28387.6803 | 34386.6904 | 34386.6904 | 34386.6904 | 34386.6904 | 34386.6904 | 87436.0428 | 87436.0428 | 112663.6837 | 112663.6837 | 140972.178 | 140972.178 | 140972.178 | 140972.178 | 140972.178
Total |  | 0 | 51991.3384 | 51991.3384 | 51991.3384 | 61700.5238 | 121822.4744 | 182661.8348 | 237249.762 | 285886.6948 | 285886.6948 | 285886.6948 | 285886.6948 | 338936.0472 | 338936.0472 | 370319.2084 | 370319.2084 | 443904.0376 | 443904.0376 | 623931.4678 | 716454.0671 | 716454.0671
Region | Technology | 2022 | 2023 | 2024 | 2025 | 2026 | 2027 | 2028 | 2029 | 2030 | 2031 | 2032 | 2033 | 2034 | 2035 | 2036 | 2037 | 2038 | 2039 | 2040 | 2041 | 2042
SA | Black Coal | 0 | 0 | 0 | 0 | 0 | 0 | 0 | 0 | 0 | 0 | 0 | 0 | 0 | 0 | 0 | 0 | 0 | 0 | 0 | 0 | 0
SA | Brown Coal | 0 | 0 | 0 | 0 | 0 | 0 | 0 | 0 | 0 | 0 | 0 | 0 | 0 | 0 | 0 | 0 | 0 | 0 | 0 | 0 | 0
SA | CCGT | 0 | 0 | 0 | 0 | 0 | 0 | 0 | 0 | 0 | 0 | 0 | 0 | 0 | 0 | 0 | 0 | 0 | 0 | 0 | 0 | 0
SA | Peaking Gas+Liquids | 0 | 0 | 0 | 0 | 0 | 0 | 0 | 0 | 0 | 0 | 0 | 0 | 0 | 0 | 0 | 12880.3414 | 29490.0255 | 29490.0255 | 68973.0371 | 76855.7176 | 76855.7176
SA | Hydro | 0 | 0 | 0 | 0 | 0 | 0 | 0 | 0 | 0 | 0 | 0 | 0 | 0 | 0 | 0 | 0 | 0 | 0 | 0 | 0 | 0
SA | Dispatchable Storage | 0 | 0 | 0 | 0 | 0 | 0 | 0 | 0 | 0 | 0 | 0 | 0 | 0 | 0 | 37417.9901 | 48143.3042 | 48143.3042 | 48143.3042 | 48143.3042 | 48143.3042 | 48143.3042
SA | Wind | 0 | 0 | 0 | 0 | 0 | 0 | 0 | 0 | 0 | 0 | 0 | 5193.4472 | 5193.4472 | 5193.4472 | 5193.4472 | 5193.4472 | 5193.4472 | 5193.4472 | 5193.4472 | 5193.4472 | 5193.4472
SA | Solar | 0 | 0 | 0 | 0 | 0 | 0 | 0 | 0 | 0 | 0 | 0 | 85901.8609 | 85901.8609 | 85901.8609 | 85901.8609 | 85901.8609 | 85901.8609 | 85901.8609 | 85901.8609 | 85901.8609 | 85901.8609
Total |  | 0 | 0 | 0 | 0 | 0 | 0 | 0 | 0 | 0 | 0 | 0 | 91095.3081 | 91095.3081 | 91095.3081 | 128513.2982 | 152118.9536 | 168728.6377 | 168728.6377 | 208211.6494 | 216094.3299 | 216094.3299
Region | Technology | 2022 | 2023 | 2024 | 2025 | 2026 | 2027 | 2028 | 2029 | 2030 | 2031 | 2032 | 2033 | 2034 | 2035 | 2036 | 2037 | 2038 | 2039 | 2040 | 2041 | 2042
TAS | Black Coal | 0 | 0 | 0 | 0 | 0 | 0 | 0 | 0 | 0 | 0 | 0 | 0 | 0 | 0 | 0 | 0 | 0 | 0 | 0 | 0 | 0
TAS | Brown Coal | 0 | 0 | 0 | 0 | 0 | 0 | 0 | 0 | 0 | 0 | 0 | 0 | 0 | 0 | 0 | 0 | 0 | 0 | 0 | 0 | 0
TAS | CCGT | 0 | 0 | 0 | 0 | 0 | 0 | 0 | 0 | 0 | 0 | 0 | 0 | 0 | 0 | 0 | 0 | 0 | 0 | 0 | 0 | 0
TAS | Peaking Gas+Liquids | 0 | 0 | 0 | 0 | 0 | 0 | 0 | 0 | 0 | 0 | 0 | 0 | 0 | 0 | 0 | 0 | 0 | 0 | 0 | 0 | 0
TAS | Hydro | 0 | 0 | 0 | 0 | 0 | 0 | 0 | 0 | 0 | 0 | 0 | 0 | 0 | 0 | 0 | 0 | 0 | 0 | 0 | 0 | 0
TAS | VPP Battery | 0 | 0 | 0 | 0 | 0 | 0 | 0 | 0 | 0 | 0 | 0 | 0 | 0 | 0 | 0 | 0 | 0 | 0 | 0 | 0 | 0
TAS | Wind | 0 | 0 | 14305.7434 | 31303.8631 | 49435.1405 | 68528.0884 | 81579.5266 | 106941.0231 | 125828.8337 | 128732.6725 | 128732.6725 | 128732.6725 | 128732.6725 | 128732.6725 | 128732.6725 | 128732.6725 | 128732.6725 | 128732.6725 | 128732.6725 | 128732.6725 | 128732.6725
TAS | Solar | 0 | 0 | 0 | 0 | 0 | 0 | 11612.8371 | 11612.8371 | 11612.8371 | 11612.8371 | 11612.8371 | 11612.8371 | 11612.8371 | 11612.8371 | 11612.8371 | 11612.8371 | 11612.8371 | 11612.8371 | 11612.8371 | 11612.8371 | 11612.8371
Total |  | 0 | 0 | 14305.7434 | 31303.8631 | 49435.1405 | 68528.0884 | 93192.3638 | 118553.8603 | 137441.6708 | 140345.5097 | 140345.5097 | 140345.5097 | 140345.5097 | 140345.5097 | 140345.5097 | 140345.5097 | 140345.5097 | 140345.5097 | 140345.5097 | 140345.5097 | 140345.5097

## BuildCost_2
New generation build cost (CAPEX) by technology ($000s) - High DER (DP6)
Real June 2019 dollars. Years are financial year ending. The total capital costs are annualised for modelling purposes and presented here on an annualised basis. Some rounding errors may be present.
Region | Technology | 2022 | 2023 | 2024 | 2025 | 2026 | 2027 | 2028 | 2029 | 2030 | 2031 | 2032 | 2033 | 2034 | 2035 | 2036 | 2037 | 2038 | 2039 | 2040 | 2041 | 2042
NEM | Black Coal | 0 | 0 | 0 | 0 | 0 | 0 | 0 | 0 | 0 | 0 | 0 | 0 | 0 | 0 | 0 | 0 | 0 | 0 | 0 | 0 | 0
NEM | Brown Coal | 0 | 0 | 0 | 0 | 0 | 0 | 0 | 0 | 0 | 0 | 0 | 0 | 0 | 0 | 0 | 0 | 0 | 0 | 0 | 0 | 0
NEM | CCGT | 0 | 0 | 0 | 0 | 0 | 0 | 0 | 0 | 0 | 0 | 0 | 0 | 0 | 0 | 0 | 0 | 0 | 0 | 0 | 0 | 0
NEM | Peaking Gas+Liquids | 0 | 0 | 0 | 0 | 0 | 0 | 0 | 0 | 0 | 0 | 0 | 0 | 0 | 0 | 0 | 0 | 0 | 0 | 0 | 0 | 0
NEM | Hydro | 0 | 0 | 0 | 0 | 0 | 0 | 0 | 0 | 0 | 0 | 0 | 0 | 0 | 0 | 0 | 0 | 0 | 0 | 0 | 0 | 0
NEM | Dispatchable Storage | 0 | 4777.3036 | 4777.3036 | 4777.3036 | 4777.3036 | 4777.3036 | 4777.3036 | 4777.3036 | 4777.3036 | 4777.3036 | 4777.3036 | 0 | 0 | 0 | 35977.4615 | 35977.4615 | 111565.7949 | 111565.7949 | 111565.7949 | 118389.1512 | 118389.1512
NEM | Wind | 0 | 156032.4354 | 170338.1788 | 187336.2986 | 205467.5759 | 331073.6716 | 421469.7852 | 587098.3724 | 650087.0158 | 661029.1837 | 687964.501 | 701978.3164 | 726534.9381 | 738838.3774 | 1330936.7949 | 1397369.0294 | 1979119.4766 | 1979119.4766 | 2057950.8259 | 2139340.0412 | 2139340.0412
NEM | Solar | 0 | 76054.3072 | 76054.3072 | 76054.3072 | 85605.6429 | 94908.4081 | 170440.5953 | 239553.8753 | 314455.6639 | 314455.6639 | 314455.6639 | 465607.804 | 478447.0463 | 478447.0463 | 747136.5328 | 789805.1871 | 879748.1298 | 879748.1298 | 887670.6511 | 1026142.4233 | 1026142.4233
Total |  | 0 | 236864.0462 | 251169.7896 | 268167.9094 | 295850.5224 | 430759.3834 | 596687.6841 | 831429.5513 | 969319.9833 | 980262.1512 | 1007197.4685 | 1167586.1204 | 1204981.9845 | 1217285.4237 | 2114050.7892 | 2223151.678 | 2970433.4014 | 2970433.4014 | 3057187.272 | 3283871.6157 | 3283871.6157
Region | Technology | 2022 | 2023 | 2024 | 2025 | 2026 | 2027 | 2028 | 2029 | 2030 | 2031 | 2032 | 2033 | 2034 | 2035 | 2036 | 2037 | 2038 | 2039 | 2040 | 2041 | 2042
NSW | Black Coal | 0 | 0 | 0 | 0 | 0 | 0 | 0 | 0 | 0 | 0 | 0 | 0 | 0 | 0 | 0 | 0 | 0 | 0 | 0 | 0 | 0
NSW | Brown Coal | 0 | 0 | 0 | 0 | 0 | 0 | 0 | 0 | 0 | 0 | 0 | 0 | 0 | 0 | 0 | 0 | 0 | 0 | 0 | 0 | 0
NSW | CCGT | 0 | 0 | 0 | 0 | 0 | 0 | 0 | 0 | 0 | 0 | 0 | 0 | 0 | 0 | 0 | 0 | 0 | 0 | 0 | 0 | 0
NSW | Peaking Gas+Liquids | 0 | 0 | 0 | 0 | 0 | 0 | 0 | 0 | 0 | 0 | 0 | 0 | 0 | 0 | 0 | 0 | 0 | 0 | 0 | 0 | 0
NSW | Hydro | 0 | 0 | 0 | 0 | 0 | 0 | 0 | 0 | 0 | 0 | 0 | 0 | 0 | 0 | 0 | 0 | 0 | 0 | 0 | 0 | 0
NSW | Dispatchable Storage | 0 | 0 | 0 | 0 | 0 | 0 | 0 | 0 | 0 | 0 | 0 | 0 | 0 | 0 | 35977.4615 | 35977.4615 | 79124.2283 | 79124.2283 | 79124.2283 | 85947.5846 | 85947.5846
NSW | Wind | 0 | 32459.581 | 32459.581 | 32459.581 | 32459.581 | 32459.581 | 32459.581 | 32459.581 | 32459.581 | 32459.581 | 32459.581 | 32459.581 | 32459.581 | 32459.581 | 264303.8289 | 264303.8289 | 458743.5142 | 458743.5142 | 458743.5142 | 471566.5327 | 471566.5327
NSW | Solar | 0 | 37101.8436 | 37101.8436 | 37101.8436 | 37101.8436 | 37101.8436 | 37101.8436 | 37101.8436 | 37101.8436 | 37101.8436 | 37101.8436 | 146598.7028 | 146598.7028 | 146598.7028 | 379117.4552 | 391127.9336 | 430109.4182 | 430109.4182 | 430109.4182 | 499706.4948 | 499706.4948
Total |  | 0 | 69561.4247 | 69561.4247 | 69561.4247 | 69561.4247 | 69561.4247 | 69561.4247 | 69561.4247 | 69561.4247 | 69561.4247 | 69561.4247 | 179058.2838 | 179058.2838 | 179058.2838 | 679398.7456 | 691409.224 | 967977.1607 | 967977.1607 | 967977.1607 | 1057220.6121 | 1057220.6121
Region | Technology | 2022 | 2023 | 2024 | 2025 | 2026 | 2027 | 2028 | 2029 | 2030 | 2031 | 2032 | 2033 | 2034 | 2035 | 2036 | 2037 | 2038 | 2039 | 2040 | 2041 | 2042
QLD | Black Coal | 0 | 0 | 0 | 0 | 0 | 0 | 0 | 0 | 0 | 0 | 0 | 0 | 0 | 0 | 0 | 0 | 0 | 0 | 0 | 0 | 0
QLD | Brown Coal | 0 | 0 | 0 | 0 | 0 | 0 | 0 | 0 | 0 | 0 | 0 | 0 | 0 | 0 | 0 | 0 | 0 | 0 | 0 | 0 | 0
QLD | CCGT | 0 | 0 | 0 | 0 | 0 | 0 | 0 | 0 | 0 | 0 | 0 | 0 | 0 | 0 | 0 | 0 | 0 | 0 | 0 | 0 | 0
QLD | Peaking Gas+Liquids | 0 | 0 | 0 | 0 | 0 | 0 | 0 | 0 | 0 | 0 | 0 | 0 | 0 | 0 | 0 | 0 | 0 | 0 | 0 | 0 | 0
QLD | Hydro | 0 | 0 | 0 | 0 | 0 | 0 | 0 | 0 | 0 | 0 | 0 | 0 | 0 | 0 | 0 | 0 | 0 | 0 | 0 | 0 | 0
QLD | Dispatchable Storage | 0 | 4777.3036 | 4777.3036 | 4777.3036 | 4777.3036 | 4777.3036 | 4777.3036 | 4777.3036 | 4777.3036 | 4777.3036 | 4777.3036 | 0 | 0 | 0 | 0 | 0 | 32441.5667 | 32441.5667 | 32441.5667 | 32441.5667 | 32441.5667
QLD | Wind | 0 | 71581.516 | 71581.516 | 71581.516 | 71581.516 | 127319.9559 | 155275.8778 | 251102.95 | 251102.95 | 251102.95 | 251102.95 | 251102.95 | 251102.95 | 251102.95 | 562989.4066 | 614518.7976 | 892313.8609 | 892313.8609 | 892313.8609 | 917754.1075 | 917754.1075
QLD | Solar | 0 | 38952.4635 | 38952.4635 | 38952.4635 | 38952.4635 | 38952.4635 | 93798.498 | 153937.4444 | 219967.2755 | 219967.2755 | 219967.2755 | 219967.2755 | 219967.2755 | 219967.2755 | 219967.2755 | 228572.8946 | 255178.6497 | 255178.6497 | 255178.6497 | 320618.2504 | 320618.2504
Total |  | 0 | 115311.2832 | 115311.2832 | 115311.2832 | 115311.2832 | 171049.7231 | 253851.6794 | 409817.698 | 475847.5292 | 475847.5292 | 475847.5292 | 471070.2255 | 471070.2255 | 471070.2255 | 782956.6821 | 843091.6922 | 1179934.0772 | 1179934.0772 | 1179934.0772 | 1270813.9246 | 1270813.9246
Region | Technology | 2022 | 2023 | 2024 | 2025 | 2026 | 2027 | 2028 | 2029 | 2030 | 2031 | 2032 | 2033 | 2034 | 2035 | 2036 | 2037 | 2038 | 2039 | 2040 | 2041 | 2042
VIC | Black Coal | 0 | 0 | 0 | 0 | 0 | 0 | 0 | 0 | 0 | 0 | 0 | 0 | 0 | 0 | 0 | 0 | 0 | 0 | 0 | 0 | 0
VIC | Brown Coal | 0 | 0 | 0 | 0 | 0 | 0 | 0 | 0 | 0 | 0 | 0 | 0 | 0 | 0 | 0 | 0 | 0 | 0 | 0 | 0 | 0
VIC | CCGT | 0 | 0 | 0 | 0 | 0 | 0 | 0 | 0 | 0 | 0 | 0 | 0 | 0 | 0 | 0 | 0 | 0 | 0 | 0 | 0 | 0
VIC | Peaking Gas+Liquids | 0 | 0 | 0 | 0 | 0 | 0 | 0 | 0 | 0 | 0 | 0 | 0 | 0 | 0 | 0 | 0 | 0 | 0 | 0 | 0 | 0
VIC | Hydro | 0 | 0 | 0 | 0 | 0 | 0 | 0 | 0 | 0 | 0 | 0 | 0 | 0 | 0 | 0 | 0 | 0 | 0 | 0 | 0 | 0
VIC | Dispatchable Storage | 0 | 0 | 0 | 0 | 0 | 0 | 0 | 0 | 0 | 0 | 0 | 0 | 0 | 0 | 0 | 0 | 0 | 0 | 0 | 0 | 0
VIC | Wind | 0 | 51991.3384 | 51991.3384 | 51991.3384 | 51991.3384 | 102962.3364 | 154579.272 | 203308.3155 | 251963.4017 | 251963.4017 | 251963.4017 | 251963.4017 | 251963.4017 | 251963.4017 | 251963.4017 | 251963.4017 | 283701.8458 | 283701.8458 | 283701.8458 | 283701.8458 | 283701.8458
VIC | Solar | 0 | 0 | 0 | 0 | 9551.3357 | 18854.101 | 27927.4165 | 36901.7502 | 45773.7076 | 45773.7076 | 45773.7076 | 45773.7076 | 45773.7076 | 45773.7076 | 45773.7076 | 45773.7076 | 63538.3493 | 63538.3493 | 71460.8707 | 71460.8707 | 71460.8707
Total |  | 0 | 51991.3384 | 51991.3384 | 51991.3384 | 61542.6741 | 121816.4374 | 182506.6885 | 240210.0656 | 297737.1093 | 297737.1093 | 297737.1093 | 297737.1093 | 297737.1093 | 297737.1093 | 297737.1093 | 297737.1093 | 347240.1951 | 347240.1951 | 355162.7164 | 355162.7164 | 355162.7164
Region | Technology | 2022 | 2023 | 2024 | 2025 | 2026 | 2027 | 2028 | 2029 | 2030 | 2031 | 2032 | 2033 | 2034 | 2035 | 2036 | 2037 | 2038 | 2039 | 2040 | 2041 | 2042
SA | Black Coal | 0 | 0 | 0 | 0 | 0 | 0 | 0 | 0 | 0 | 0 | 0 | 0 | 0 | 0 | 0 | 0 | 0 | 0 | 0 | 0 | 0
SA | Brown Coal | 0 | 0 | 0 | 0 | 0 | 0 | 0 | 0 | 0 | 0 | 0 | 0 | 0 | 0 | 0 | 0 | 0 | 0 | 0 | 0 | 0
SA | CCGT | 0 | 0 | 0 | 0 | 0 | 0 | 0 | 0 | 0 | 0 | 0 | 0 | 0 | 0 | 0 | 0 | 0 | 0 | 0 | 0 | 0
SA | Peaking Gas+Liquids | 0 | 0 | 0 | 0 | 0 | 0 | 0 | 0 | 0 | 0 | 0 | 0 | 0 | 0 | 0 | 0 | 0 | 0 | 0 | 0 | 0
SA | Hydro | 0 | 0 | 0 | 0 | 0 | 0 | 0 | 0 | 0 | 0 | 0 | 0 | 0 | 0 | 0 | 0 | 0 | 0 | 0 | 0 | 0
SA | Dispatchable Storage | 0 | 0 | 0 | 0 | 0 | 0 | 0 | 0 | 0 | 0 | 0 | 0 | 0 | 0 | 0 | 0 | 0 | 0 | 0 | 0 | 0
SA | Wind | 0 | 0 | 0 | 0 | 0 | 0 | 0 | 0 | 0 | 0 | 0 | 0 | 0 | 0 | 29468.4217 | 29468.4217 | 55448.5809 | 55448.5809 | 134279.9302 | 177405.8803 | 177405.8803
SA | Solar | 0 | 0 | 0 | 0 | 0 | 0 | 0 | 0 | 0 | 0 | 0 | 41655.2809 | 54494.5233 | 54494.5233 | 90665.2573 | 112717.8143 | 119308.8755 | 119308.8755 | 119308.8755 | 122743.9703 | 122743.9703
Total |  | 0 | 0 | 0 | 0 | 0 | 0 | 0 | 0 | 0 | 0 | 0 | 41655.2809 | 54494.5233 | 54494.5233 | 120133.679 | 142186.236 | 174757.4564 | 174757.4564 | 253588.8057 | 300149.8507 | 300149.8507
Region | Technology | 2022 | 2023 | 2024 | 2025 | 2026 | 2027 | 2028 | 2029 | 2030 | 2031 | 2032 | 2033 | 2034 | 2035 | 2036 | 2037 | 2038 | 2039 | 2040 | 2041 | 2042
TAS | Black Coal | 0 | 0 | 0 | 0 | 0 | 0 | 0 | 0 | 0 | 0 | 0 | 0 | 0 | 0 | 0 | 0 | 0 | 0 | 0 | 0 | 0
TAS | Brown Coal | 0 | 0 | 0 | 0 | 0 | 0 | 0 | 0 | 0 | 0 | 0 | 0 | 0 | 0 | 0 | 0 | 0 | 0 | 0 | 0 | 0
TAS | CCGT | 0 | 0 | 0 | 0 | 0 | 0 | 0 | 0 | 0 | 0 | 0 | 0 | 0 | 0 | 0 | 0 | 0 | 0 | 0 | 0 | 0
TAS | Peaking Gas+Liquids | 0 | 0 | 0 | 0 | 0 | 0 | 0 | 0 | 0 | 0 | 0 | 0 | 0 | 0 | 0 | 0 | 0 | 0 | 0 | 0 | 0
TAS | Hydro | 0 | 0 | 0 | 0 | 0 | 0 | 0 | 0 | 0 | 0 | 0 | 0 | 0 | 0 | 0 | 0 | 0 | 0 | 0 | 0 | 0
TAS | VPP Battery | 0 | 0 | 0 | 0 | 0 | 0 | 0 | 0 | 0 | 0 | 0 | 0 | 0 | 0 | 0 | 0 | 0 | 0 | 0 | 0 | 0
TAS | Wind | 0 | 0 | 14305.7434 | 31303.8631 | 49435.1405 | 68331.7982 | 79155.0544 | 100227.5259 | 114561.083 | 125503.2509 | 152438.5682 | 166452.3837 | 191009.0054 | 203312.4446 | 222211.736 | 237114.5794 | 288911.6748 | 288911.6748 | 288911.6748 | 288911.6748 | 288911.6748
TAS | Solar | 0 | 0 | 0 | 0 | 0 | 0 | 11612.8371 | 11612.8371 | 11612.8371 | 11612.8371 | 11612.8371 | 11612.8371 | 11612.8371 | 11612.8371 | 11612.8371 | 11612.8371 | 11612.8371 | 11612.8371 | 11612.8371 | 11612.8371 | 11612.8371
Total |  | 0 | 0 | 14305.7434 | 31303.8631 | 49435.1405 | 68331.7982 | 90767.8915 | 111840.363 | 126173.9202 | 137116.0881 | 164051.4054 | 178065.2208 | 202621.8425 | 214925.2818 | 233824.5731 | 248727.4165 | 300524.512 | 300524.512 | 300524.512 | 300524.512 | 300524.512

## RehabCost_1
Rehabilitation cost by technology ($000s) - High DER (Counterfactual)
Real June 2019 dollars. Years are financial year ending. Some rounding errors may be present.
Region | Technology | 2022 | 2023 | 2024 | 2025 | 2026 | 2027 | 2028 | 2029 | 2030 | 2031 | 2032 | 2033 | 2034 | 2035 | 2036 | 2037 | 2038 | 2039 | 2040 | 2041 | 2042
NEM | Black Coal | 0 | 81274.3363 | 243823.0088 | 0 | 0 | 0 | 0 | 113784.0708 | 214564.2478 | 0 | 0 | 468140.177 | 0 | 0 | 718465.1327 | 113784.0708 | 186930.9735 | 0 | 0 | 0 | 0
NEM | Brown Coal | 0 | 0 | 0 | 0 | 0 | 0 | 0 | 0 | 56892.0354 | 56892.0354 | 60955.7522 | 60955.7522 | 0 | 0 | 0 | 0 | 0 | 0 | 0 | 0 | 0
NEM | CCGT | 0 | 31696.9912 | 23772.7434 | 0 | 0 | 0 | 0 | 50847.2566 | 0 | 0 | 0 | 0 | 0 | 0 | 105656.6372 | 0 | 69865.4513 | 0 | 84974.3504 | 0 | 0
NEM | Peaking Gas+Liquids | 0 | 0 | 0 | 0 | 0 | 0 | 0 | 0 | 0 | 17486.6814 | 0 | 10713.2782 | 21121.1681 | 5348.8673 | 5943.1858 | 0 | 0 | 0 | 20115.3982 | 5486.0177 | 0
NEM | Hydro | 0 | 0 | 0 | 0 | 0 | 0 | 0 | 0 | 0 | 0 | 0 | 0 | 0 | 0 | 0 | 0 | 9436.108 | 0 | 0 | 0 | 0
NEM | Dispatchable Storage | 0 | 0 | 0 | 0 | 0 | 0 | 0 | 0 | 0 | 0 | 0 | 0 | 0 | 0 | 0 | 0 | 0 | 0 | 0 | 0 | 0
NEM | Wind | 0 | 0 | 0 | 0 | 0 | 0 | 0 | 0 | 991.119 | 502.3854 | 0 | 0 | 3043.8001 | 0 | 879.1744 | 1337.8741 | 1454.7333 | 0 | 2716.1575 | 4740.989 | 527.5046
NEM | Solar | 0 | 0 | 0 | 0 | 0 | 0 | 0 | 0 | 0 | 0 | 0 | 0 | 0 | 0 | 0 | 0 | 0 | 0 | 0 | 0 | 0
Total |  | 0 | 112971.3274 | 267595.7522 | 0 | 0 | 0 | 0 | 164631.3274 | 272447.4022 | 74881.1022 | 60955.7522 | 539809.2074 | 24164.9683 | 5348.8673 | 830944.1302 | 115121.9449 | 267687.2661 | 0 | 107805.9061 | 10227.0067 | 527.5046
Region | Technology | 2022 | 2023 | 2024 | 2025 | 2026 | 2027 | 2028 | 2029 | 2030 | 2031 | 2032 | 2033 | 2034 | 2035 | 2036 | 2037 | 2038 | 2039 | 2040 | 2041 | 2042
NSW | Black Coal | 0 | 81274.3363 | 243823.0088 | 0 | 0 | 0 | 0 | 0 | 214564.2478 | 0 | 0 | 468140.177 | 0 | 0 | 445383.3628 | 0 | 0 | 0 | 0 | 0 | 0
NSW | Brown Coal | 0 | 0 | 0 | 0 | 0 | 0 | 0 | 0 | 0 | 0 | 0 | 0 | 0 | 0 | 0 | 0 | 0 | 0 | 0 | 0 | 0
NSW | CCGT | 0 | 0 | 0 | 0 | 0 | 0 | 0 | 0 | 0 | 0 | 0 | 0 | 0 | 0 | 0 | 0 | 0 | 0 | 0 | 0 | 0
NSW | Peaking Gas+Liquids | 0 | 0 | 0 | 0 | 0 | 0 | 0 | 0 | 0 | 0 | 0 | 0 | 0 | 0 | 2285.8407 | 0 | 0 | 0 | 0 | 0 | 0
NSW | Hydro | 0 | 0 | 0 | 0 | 0 | 0 | 0 | 0 | 0 | 0 | 0 | 0 | 0 | 0 | 0 | 0 | 0 | 0 | 0 | 0 | 0
NSW | Dispatchable Storage | 0 | 0 | 0 | 0 | 0 | 0 | 0 | 0 | 0 | 0 | 0 | 0 | 0 | 0 | 0 | 0 | 0 | 0 | 0 | 0 | 0
NSW | Wind | 0 | 0 | 0 | 0 | 0 | 0 | 0 | 0 | 0 | 0 | 0 | 0 | 0 | 0 | 0 | 0 | 0 | 0 | 0 | 1166.4078 | 527.5046
NSW | Solar | 0 | 0 | 0 | 0 | 0 | 0 | 0 | 0 | 0 | 0 | 0 | 0 | 0 | 0 | 0 | 0 | 0 | 0 | 0 | 0 | 0
Total |  | 0 | 81274.3363 | 243823.0088 | 0 | 0 | 0 | 0 | 0 | 214564.2478 | 0 | 0 | 468140.177 | 0 | 0 | 447669.2035 | 0 | 0 | 0 | 0 | 1166.4078 | 527.5046
Region | Technology | 2022 | 2023 | 2024 | 2025 | 2026 | 2027 | 2028 | 2029 | 2030 | 2031 | 2032 | 2033 | 2034 | 2035 | 2036 | 2037 | 2038 | 2039 | 2040 | 2041 | 2042
QLD | Black Coal | 0 | 0 | 0 | 0 | 0 | 0 | 0 | 113784.0708 | 0 | 0 | 0 | 0 | 0 | 0 | 273081.7699 | 113784.0708 | 186930.9735 | 0 | 0 | 0 | 0
QLD | Brown Coal | 0 | 0 | 0 | 0 | 0 | 0 | 0 | 0 | 0 | 0 | 0 | 0 | 0 | 0 | 0 | 0 | 0 | 0 | 0 | 0 | 0
QLD | CCGT | 0 | 0 | 0 | 0 | 0 | 0 | 0 | 50847.2566 | 0 | 0 | 0 | 0 | 0 | 0 | 0 | 0 | 0 | 0 | 18938.9522 | 0 | 0
QLD | Peaking Gas+Liquids | 0 | 0 | 0 | 0 | 0 | 0 | 0 | 0 | 0 | 0 | 0 | 0 | 13349.3097 | 5348.8673 | 0 | 0 | 0 | 0 | 0 | 0 | 0
QLD | Hydro | 0 | 0 | 0 | 0 | 0 | 0 | 0 | 0 | 0 | 0 | 0 | 0 | 0 | 0 | 0 | 0 | 9436.108 | 0 | 0 | 0 | 0
QLD | Dispatchable Storage | 0 | 0 | 0 | 0 | 0 | 0 | 0 | 0 | 0 | 0 | 0 | 0 | 0 | 0 | 0 | 0 | 0 | 0 | 0 | 0 | 0
QLD | Wind | 0 | 0 | 0 | 0 | 0 | 0 | 0 | 0 | 0 | 0 | 0 | 0 | 0 | 0 | 0 | 0 | 0 | 0 | 0 | 0 | 0
QLD | Solar | 0 | 0 | 0 | 0 | 0 | 0 | 0 | 0 | 0 | 0 | 0 | 0 | 0 | 0 | 0 | 0 | 0 | 0 | 0 | 0 | 0
Total |  | 0 | 0 | 0 | 0 | 0 | 0 | 0 | 164631.3274 | 0 | 0 | 0 | 0 | 13349.3097 | 5348.8673 | 273081.7699 | 113784.0708 | 196367.0815 | 0 | 18938.9522 | 0 | 0
Region | Technology | 2022 | 2023 | 2024 | 2025 | 2026 | 2027 | 2028 | 2029 | 2030 | 2031 | 2032 | 2033 | 2034 | 2035 | 2036 | 2037 | 2038 | 2039 | 2040 | 2041 | 2042
VIC | Black Coal | 0 | 0 | 0 | 0 | 0 | 0 | 0 | 0 | 0 | 0 | 0 | 0 | 0 | 0 | 0 | 0 | 0 | 0 | 0 | 0 | 0
VIC | Brown Coal | 0 | 0 | 0 | 0 | 0 | 0 | 0 | 0 | 56892.0354 | 56892.0354 | 60955.7522 | 60955.7522 | 0 | 0 | 0 | 0 | 0 | 0 | 0 | 0 | 0
VIC | CCGT | 0 | 0 | 0 | 0 | 0 | 0 | 0 | 0 | 0 | 0 | 0 | 0 | 0 | 0 | 0 | 0 | 0 | 0 | 66035.3982 | 0 | 0
VIC | Peaking Gas+Liquids | 0 | 0 | 0 | 0 | 0 | 0 | 0 | 0 | 0 | 0 | 0 | 0 | 7771.8584 | 0 | 0 | 0 | 0 | 0 | 20115.3982 | 0 | 0
VIC | Hydro | 0 | 0 | 0 | 0 | 0 | 0 | 0 | 0 | 0 | 0 | 0 | 0 | 0 | 0 | 0 | 0 | 0 | 0 | 0 | 0 | 0
VIC | Dispatchable Storage | 0 | 0 | 0 | 0 | 0 | 0 | 0 | 0 | 0 | 0 | 0 | 0 | 0 | 0 | 0 | 0 | 0 | 0 | 0 | 0 | 0
VIC | Wind | 0 | 0 | 0 | 0 | 0 | 0 | 0 | 0 | 0 | 0 | 0 | 0 | 573.3746 | 0 | 0 | 0 | 733.9195 | 0 | 2096.9129 | 3148.6458 | 0
VIC | Solar | 0 | 0 | 0 | 0 | 0 | 0 | 0 | 0 | 0 | 0 | 0 | 0 | 0 | 0 | 0 | 0 | 0 | 0 | 0 | 0 | 0
Total |  | 0 | 0 | 0 | 0 | 0 | 0 | 0 | 0 | 56892.0354 | 56892.0354 | 60955.7522 | 60955.7522 | 8345.233 | 0 | 0 | 0 | 733.9195 | 0 | 88247.7093 | 3148.6458 | 0
Region | Technology | 2022 | 2023 | 2024 | 2025 | 2026 | 2027 | 2028 | 2029 | 2030 | 2031 | 2032 | 2033 | 2034 | 2035 | 2036 | 2037 | 2038 | 2039 | 2040 | 2041 | 2042
SA | Black Coal | 0 | 0 | 0 | 0 | 0 | 0 | 0 | 0 | 0 | 0 | 0 | 0 | 0 | 0 | 0 | 0 | 0 | 0 | 0 | 0 | 0
SA | Brown Coal | 0 | 0 | 0 | 0 | 0 | 0 | 0 | 0 | 0 | 0 | 0 | 0 | 0 | 0 | 0 | 0 | 0 | 0 | 0 | 0 | 0
SA | CCGT | 0 | 31696.9912 | 23772.7434 | 0 | 0 | 0 | 0 | 0 | 0 | 0 | 0 | 0 | 0 | 0 | 105656.6372 | 0 | 69865.4513 | 0 | 0 | 0 | 0
SA | Peaking Gas+Liquids | 0 | 0 | 0 | 0 | 0 | 0 | 0 | 0 | 0 | 17486.6814 | 0 | 10713.2782 | 0 | 0 | 3657.3451 | 0 | 0 | 0 | 0 | 0 | 0
SA | Hydro | 0 | 0 | 0 | 0 | 0 | 0 | 0 | 0 | 0 | 0 | 0 | 0 | 0 | 0 | 0 | 0 | 0 | 0 | 0 | 0 | 0
SA | Dispatchable Storage | 0 | 0 | 0 | 0 | 0 | 0 | 0 | 0 | 0 | 0 | 0 | 0 | 0 | 0 | 0 | 0 | 0 | 0 | 0 | 0 | 0
SA | Wind | 0 | 0 | 0 | 0 | 0 | 0 | 0 | 0 | 991.119 | 502.3854 | 0 | 0 | 2470.4255 | 0 | 879.1744 | 1337.8741 | 720.8138 | 0 | 619.2446 | 425.9354 | 0
SA | Solar | 0 | 0 | 0 | 0 | 0 | 0 | 0 | 0 | 0 | 0 | 0 | 0 | 0 | 0 | 0 | 0 | 0 | 0 | 0 | 0 | 0
Total |  | 0 | 31696.9912 | 23772.7434 | 0 | 0 | 0 | 0 | 0 | 991.119 | 17989.0668 | 0 | 10713.2782 | 2470.4255 | 0 | 110193.1567 | 1337.8741 | 70586.2651 | 0 | 619.2446 | 425.9354 | 0
Region | Technology | 2022 | 2023 | 2024 | 2025 | 2026 | 2027 | 2028 | 2029 | 2030 | 2031 | 2032 | 2033 | 2034 | 2035 | 2036 | 2037 | 2038 | 2039 | 2040 | 2041 | 2042
TAS | Black Coal | 0 | 0 | 0 | 0 | 0 | 0 | 0 | 0 | 0 | 0 | 0 | 0 | 0 | 0 | 0 | 0 | 0 | 0 | 0 | 0 | 0
TAS | Brown Coal | 0 | 0 | 0 | 0 | 0 | 0 | 0 | 0 | 0 | 0 | 0 | 0 | 0 | 0 | 0 | 0 | 0 | 0 | 0 | 0 | 0
TAS | CCGT | 0 | 0 | 0 | 0 | 0 | 0 | 0 | 0 | 0 | 0 | 0 | 0 | 0 | 0 | 0 | 0 | 0 | 0 | 0 | 0 | 0
TAS | Peaking Gas+Liquids | 0 | 0 | 0 | 0 | 0 | 0 | 0 | 0 | 0 | 0 | 0 | 0 | 0 | 0 | 0 | 0 | 0 | 0 | 0 | 5486.0177 | 0
TAS | Hydro | 0 | 0 | 0 | 0 | 0 | 0 | 0 | 0 | 0 | 0 | 0 | 0 | 0 | 0 | 0 | 0 | 0 | 0 | 0 | 0 | 0
TAS | Dispatchable Storage | 0 | 0 | 0 | 0 | 0 | 0 | 0 | 0 | 0 | 0 | 0 | 0 | 0 | 0 | 0 | 0 | 0 | 0 | 0 | 0 | 0
TAS | Wind | 0 | 0 | 0 | 0 | 0 | 0 | 0 | 0 | 0 | 0 | 0 | 0 | 0 | 0 | 0 | 0 | 0 | 0 | 0 | 0 | 1.0921e-07
TAS | Solar | 0 | 0 | 0 | 0 | 0 | 0 | 0 | 0 | 0 | 0 | 0 | 0 | 0 | 0 | 0 | 0 | 0 | 0 | 0 | 0 | 0
Total |  | 0 | 0 | 0 | 0 | 0 | 0 | 0 | 0 | 0 | 0 | 0 | 0 | 0 | 0 | 0 | 0 | 0 | 0 | 0 | 5486.0177 | 1.0921e-07

## RehabCost_2
Rehabilitation cost by technology ($000s) - High DER (DP6)
Real June 2019 dollars. Years are financial year ending. Some rounding errors may be present.
Region | Technology | 2022 | 2023 | 2024 | 2025 | 2026 | 2027 | 2028 | 2029 | 2030 | 2031 | 2032 | 2033 | 2034 | 2035 | 2036 | 2037 | 2038 | 2039 | 2040 | 2041 | 2042
NEM | Black Coal | 0 | 81274.3363 | 243823.0088 | 0 | 0 | 0 | 0 | 113784.0708 | 214564.2478 | 0 | 0 | 468140.177 | 0 | 0 | 718465.1327 | 113784.0708 | 186930.9735 | 0 | 0 | 0 | 0
NEM | Brown Coal | 0 | 0 | 0 | 0 | 0 | 0 | 0 | 0 | 56892.0354 | 56892.0354 | 60955.7522 | 60955.7522 | 0 | 0 | 0 | 0 | 0 | 0 | 0 | 0 | 0
NEM | CCGT | 0 | 31696.9912 | 23772.7434 | 0 | 0 | 0 | 0 | 50847.2566 | 0 | 0 | 0 | 0 | 0 | 0 | 105656.6372 | 0 | 69865.4513 | 0 | 84974.3504 | 0 | 0
NEM | Peaking Gas+Liquids | 0 | 0 | 0 | 0 | 0 | 0 | 0 | 0 | 0 | 17486.6814 | 0 | 10713.2782 | 21121.1681 | 5348.8673 | 5943.1858 | 0 | 0 | 0 | 20115.3982 | 5486.0177 | 0
NEM | Hydro | 0 | 0 | 0 | 0 | 0 | 0 | 0 | 0 | 0 | 0 | 0 | 0 | 0 | 0 | 0 | 0 | 9436.108 | 0 | 0 | 0 | 0
NEM | Dispatchable Storage | 0 | 0 | 0 | 0 | 0 | 0 | 0 | 0 | 0 | 0 | 0 | 0 | 0 | 0 | 0 | 0 | 0 | 0 | 0 | 0 | 0
NEM | Wind | 0 | 0 | 0 | 0 | 0 | 0 | 0 | 0 | 991.119 | 502.3854 | 0 | 0 | 3043.8001 | 0 | 1658.9639 | 3290.6242 | 6287.2438 | 6651.1456 | 5664.9412 | 7511.7536 | 527.5046
NEM | Solar | 0 | 0 | 0 | 0 | 0 | 0 | 0 | 0 | 0 | 0 | 0 | 0 | 0 | 0 | 2642.984 | 0 | 1528.999 | 3282.9792 | 0 | 0 | 0
Total |  | 0 | 112971.3274 | 267595.7522 | 0 | 0 | 0 | 0 | 164631.3274 | 272447.4022 | 74881.1022 | 60955.7522 | 539809.2074 | 24164.9683 | 5348.8673 | 834366.9036 | 117074.695 | 274048.7756 | 9934.1248 | 110754.6899 | 12997.7713 | 527.5046
Region | Technology | 2022 | 2023 | 2024 | 2025 | 2026 | 2027 | 2028 | 2029 | 2030 | 2031 | 2032 | 2033 | 2034 | 2035 | 2036 | 2037 | 2038 | 2039 | 2040 | 2041 | 2042
NSW | Black Coal | 0 | 81274.3363 | 243823.0088 | 0 | 0 | 0 | 0 | 0 | 214564.2478 | 0 | 0 | 468140.177 | 0 | 0 | 445383.3628 | 0 | 0 | 0 | 0 | 0 | 0
NSW | Brown Coal | 0 | 0 | 0 | 0 | 0 | 0 | 0 | 0 | 0 | 0 | 0 | 0 | 0 | 0 | 0 | 0 | 0 | 0 | 0 | 0 | 0
NSW | CCGT | 0 | 0 | 0 | 0 | 0 | 0 | 0 | 0 | 0 | 0 | 0 | 0 | 0 | 0 | 0 | 0 | 0 | 0 | 0 | 0 | 0
NSW | Peaking Gas+Liquids | 0 | 0 | 0 | 0 | 0 | 0 | 0 | 0 | 0 | 0 | 0 | 0 | 0 | 0 | 2285.8407 | 0 | 0 | 0 | 0 | 0 | 0
NSW | Hydro | 0 | 0 | 0 | 0 | 0 | 0 | 0 | 0 | 0 | 0 | 0 | 0 | 0 | 0 | 0 | 0 | 0 | 0 | 0 | 0 | 0
NSW | Dispatchable Storage | 0 | 0 | 0 | 0 | 0 | 0 | 0 | 0 | 0 | 0 | 0 | 0 | 0 | 0 | 0 | 0 | 0 | 0 | 0 | 0 | 0
NSW | Wind | 0 | 0 | 0 | 0 | 0 | 0 | 0 | 0 | 0 | 0 | 0 | 0 | 0 | 0 | 0 | 507.8461 | 4832.5105 | 327.6426 | 0 | 3937.1724 | 527.5046
NSW | Solar | 0 | 0 | 0 | 0 | 0 | 0 | 0 | 0 | 0 | 0 | 0 | 0 | 0 | 0 | 0 | 0 | 436.8569 | 3282.9792 | 0 | 0 | 0
Total |  | 0 | 81274.3363 | 243823.0088 | 0 | 0 | 0 | 0 | 0 | 214564.2478 | 0 | 0 | 468140.177 | 0 | 0 | 447669.2035 | 507.8461 | 5269.3673 | 3610.6219 | 0 | 3937.1724 | 527.5046
Region | Technology | 2022 | 2023 | 2024 | 2025 | 2026 | 2027 | 2028 | 2029 | 2030 | 2031 | 2032 | 2033 | 2034 | 2035 | 2036 | 2037 | 2038 | 2039 | 2040 | 2041 | 2042
QLD | Black Coal | 0 | 0 | 0 | 0 | 0 | 0 | 0 | 113784.0708 | 0 | 0 | 0 | 0 | 0 | 0 | 273081.7699 | 113784.0708 | 186930.9735 | 0 | 0 | 0 | 0
QLD | Brown Coal | 0 | 0 | 0 | 0 | 0 | 0 | 0 | 0 | 0 | 0 | 0 | 0 | 0 | 0 | 0 | 0 | 0 | 0 | 0 | 0 | 0
QLD | CCGT | 0 | 0 | 0 | 0 | 0 | 0 | 0 | 50847.2566 | 0 | 0 | 0 | 0 | 0 | 0 | 0 | 0 | 0 | 0 | 18938.9522 | 0 | 0
QLD | Peaking Gas+Liquids | 0 | 0 | 0 | 0 | 0 | 0 | 0 | 0 | 0 | 0 | 0 | 0 | 13349.3097 | 5348.8673 | 0 | 0 | 0 | 0 | 0 | 0 | 0
QLD | Hydro | 0 | 0 | 0 | 0 | 0 | 0 | 0 | 0 | 0 | 0 | 0 | 0 | 0 | 0 | 0 | 0 | 9436.108 | 0 | 0 | 0 | 0
QLD | Dispatchable Storage | 0 | 0 | 0 | 0 | 0 | 0 | 0 | 0 | 0 | 0 | 0 | 0 | 0 | 0 | 0 | 0 | 0 | 0 | 0 | 0 | 0
QLD | Wind | 0 | 0 | 0 | 0 | 0 | 0 | 0 | 0 | 0 | 0 | 0 | 0 | 0 | 0 | 0 | 0 | 0 | 0 | 0 | 0 | 0
QLD | Solar | 0 | 0 | 0 | 0 | 0 | 0 | 0 | 0 | 0 | 0 | 0 | 0 | 0 | 0 | 2642.984 | 0 | 1092.1421 | 0 | 0 | 0 | 0
Total |  | 0 | 0 | 0 | 0 | 0 | 0 | 0 | 164631.3274 | 0 | 0 | 0 | 0 | 13349.3097 | 5348.8673 | 275724.7539 | 113784.0708 | 197459.2236 | 0 | 18938.9522 | 0 | 0
Region | Technology | 2022 | 2023 | 2024 | 2025 | 2026 | 2027 | 2028 | 2029 | 2030 | 2031 | 2032 | 2033 | 2034 | 2035 | 2036 | 2037 | 2038 | 2039 | 2040 | 2041 | 2042
VIC | Black Coal | 0 | 0 | 0 | 0 | 0 | 0 | 0 | 0 | 0 | 0 | 0 | 0 | 0 | 0 | 0 | 0 | 0 | 0 | 0 | 0 | 0
VIC | Brown Coal | 0 | 0 | 0 | 0 | 0 | 0 | 0 | 0 | 56892.0354 | 56892.0354 | 60955.7522 | 60955.7522 | 0 | 0 | 0 | 0 | 0 | 0 | 0 | 0 | 0
VIC | CCGT | 0 | 0 | 0 | 0 | 0 | 0 | 0 | 0 | 0 | 0 | 0 | 0 | 0 | 0 | 0 | 0 | 0 | 0 | 66035.3982 | 0 | 0
VIC | Peaking Gas+Liquids | 0 | 0 | 0 | 0 | 0 | 0 | 0 | 0 | 0 | 0 | 0 | 0 | 7771.8584 | 0 | 0 | 0 | 0 | 0 | 20115.3982 | 0 | 0
VIC | Hydro | 0 | 0 | 0 | 0 | 0 | 0 | 0 | 0 | 0 | 0 | 0 | 0 | 0 | 0 | 0 | 0 | 0 | 0 | 0 | 0 | 0
VIC | Dispatchable Storage | 0 | 0 | 0 | 0 | 0 | 0 | 0 | 0 | 0 | 0 | 0 | 0 | 0 | 0 | 0 | 0 | 0 | 0 | 0 | 0 | 0
VIC | Wind | 0 | 0 | 0 | 0 | 0 | 0 | 0 | 0 | 0 | 0 | 0 | 0 | 573.3746 | 0 | 0 | 0 | 733.9195 | 4586.9969 | 2096.9129 | 3148.6458 | 0
VIC | Solar | 0 | 0 | 0 | 0 | 0 | 0 | 0 | 0 | 0 | 0 | 0 | 0 | 0 | 0 | 0 | 0 | 0 | 0 | 0 | 0 | 0
Total |  | 0 | 0 | 0 | 0 | 0 | 0 | 0 | 0 | 56892.0354 | 56892.0354 | 60955.7522 | 60955.7522 | 8345.233 | 0 | 0 | 0 | 733.9195 | 4586.9969 | 88247.7093 | 3148.6458 | 0
Region | Technology | 2022 | 2023 | 2024 | 2025 | 2026 | 2027 | 2028 | 2029 | 2030 | 2031 | 2032 | 2033 | 2034 | 2035 | 2036 | 2037 | 2038 | 2039 | 2040 | 2041 | 2042
SA | Black Coal | 0 | 0 | 0 | 0 | 0 | 0 | 0 | 0 | 0 | 0 | 0 | 0 | 0 | 0 | 0 | 0 | 0 | 0 | 0 | 0 | 0
SA | Brown Coal | 0 | 0 | 0 | 0 | 0 | 0 | 0 | 0 | 0 | 0 | 0 | 0 | 0 | 0 | 0 | 0 | 0 | 0 | 0 | 0 | 0
SA | CCGT | 0 | 31696.9912 | 23772.7434 | 0 | 0 | 0 | 0 | 0 | 0 | 0 | 0 | 0 | 0 | 0 | 105656.6372 | 0 | 69865.4513 | 0 | 0 | 0 | 0
SA | Peaking Gas+Liquids | 0 | 0 | 0 | 0 | 0 | 0 | 0 | 0 | 0 | 17486.6814 | 0 | 10713.2782 | 0 | 0 | 3657.3451 | 0 | 0 | 0 | 0 | 0 | 0
SA | Hydro | 0 | 0 | 0 | 0 | 0 | 0 | 0 | 0 | 0 | 0 | 0 | 0 | 0 | 0 | 0 | 0 | 0 | 0 | 0 | 0 | 0
SA | Dispatchable Storage | 0 | 0 | 0 | 0 | 0 | 0 | 0 | 0 | 0 | 0 | 0 | 0 | 0 | 0 | 0 | 0 | 0 | 0 | 0 | 0 | 0
SA | Wind | 0 | 0 | 0 | 0 | 0 | 0 | 0 | 0 | 991.119 | 502.3854 | 0 | 0 | 2470.4255 | 0 | 1658.9639 | 2782.7781 | 720.8138 | 1736.506 | 3568.0283 | 425.9354 | 0
SA | Solar | 0 | 0 | 0 | 0 | 0 | 0 | 0 | 0 | 0 | 0 | 0 | 0 | 0 | 0 | 0 | 0 | 0 | 0 | 0 | 0 | 0
Total |  | 0 | 31696.9912 | 23772.7434 | 0 | 0 | 0 | 0 | 0 | 991.119 | 17989.0668 | 0 | 10713.2782 | 2470.4255 | 0 | 110972.9462 | 2782.7781 | 70586.2651 | 1736.506 | 3568.0283 | 425.9354 | 0
Region | Technology | 2022 | 2023 | 2024 | 2025 | 2026 | 2027 | 2028 | 2029 | 2030 | 2031 | 2032 | 2033 | 2034 | 2035 | 2036 | 2037 | 2038 | 2039 | 2040 | 2041 | 2042
TAS | Black Coal | 0 | 0 | 0 | 0 | 0 | 0 | 0 | 0 | 0 | 0 | 0 | 0 | 0 | 0 | 0 | 0 | 0 | 0 | 0 | 0 | 0
TAS | Brown Coal | 0 | 0 | 0 | 0 | 0 | 0 | 0 | 0 | 0 | 0 | 0 | 0 | 0 | 0 | 0 | 0 | 0 | 0 | 0 | 0 | 0
TAS | CCGT | 0 | 0 | 0 | 0 | 0 | 0 | 0 | 0 | 0 | 0 | 0 | 0 | 0 | 0 | 0 | 0 | 0 | 0 | 0 | 0 | 0
TAS | Peaking Gas+Liquids | 0 | 0 | 0 | 0 | 0 | 0 | 0 | 0 | 0 | 0 | 0 | 0 | 0 | 0 | 0 | 0 | 0 | 0 | 0 | 5486.0177 | 0
TAS | Hydro | 0 | 0 | 0 | 0 | 0 | 0 | 0 | 0 | 0 | 0 | 0 | 0 | 0 | 0 | 0 | 0 | 0 | 0 | 0 | 0 | 0
TAS | Dispatchable Storage | 0 | 0 | 0 | 0 | 0 | 0 | 0 | 0 | 0 | 0 | 0 | 0 | 0 | 0 | 0 | 0 | 0 | 0 | 0 | 0 | 0
TAS | Wind | 0 | 0 | 0 | 0 | 0 | 0 | 0 | 0 | 0 | 0 | 0 | 0 | 0 | 0 | 0 | 0 | 0 | 0 | 0 | 0 | 0
TAS | Solar | 0 | 0 | 0 | 0 | 0 | 0 | 0 | 0 | 0 | 0 | 0 | 0 | 0 | 0 | 0 | 0 | 0 | 0 | 0 | 0 | 0
Total |  | 0 | 0 | 0 | 0 | 0 | 0 | 0 | 0 | 0 | 0 | 0 | 0 | 0 | 0 | 0 | 0 | 0 | 0 | 0 | 5486.0177 | 0

## DSPCost_1
DSP and USE cost by region ($000s) - High DER (Counterfactual)
Real June 2019 dollars. Years are financial year ending. Some rounding errors may be present.
Region | Aggregation | 2022 | 2023 | 2024 | 2025 | 2026 | 2027 | 2028 | 2029 | 2030 | 2031 | 2032 | 2033 | 2034 | 2035 | 2036 | 2037 | 2038 | 2039 | 2040 | 2041 | 2042
NSW | DSP + USE | 0 | 0 | 0 | 8301.2376 | 0 | 0 | 0 | 0 | 27684.0534 | 0 | 0 | 12333.8561 | 25320.7389 | 19826.4174 | 3363.9177 | 27506.4016 | 0 | 30739.2796 | 58066.6852 | 0 | 7324.9184
QLD | DSP + USE | 0 | 0 | 0 | 0 | 0 | 0 | 0 | 0 | 0 | 0 | 0 | 0 | 0 | 0 | 0 | 22108.0061 | 14040.8368 | 14730.2131 | 31205.7489 | 20182.9523 | 0
VIC | DSP + USE | 0 | 0 | 0 | 0 | 0 | 0 | 0 | 0 | 0 | 0 | 0 | 0 | 0 | 0 | 12362.3727 | 0 | 0 | 0 | 0 | 0 | 0
SA | DSP + USE | 0 | 0 | 0 | 0 | 0 | 0 | 0 | 0 | 0 | 0 | 0 | 0 | 0 | 0 | 7137.7418 | 6769.2302 | 12907.6805 | 349.8549 | 3288.7689 | 440.5261 | 3355.6234
TAS | DSP + USE | 0 | 0 | 0 | 0 | 0 | 0 | 0 | 0 | 0 | 0 | 0 | 0 | 0 | 0 | 0 | 0 | 0 | 0 | 0 | 0 | 0
NEM | Total | 0 | 0 | 0 | 8301.2376 | 0 | 0 | 0 | 0 | 27684.0534 | 0 | 0 | 12333.8561 | 25320.7389 | 19826.4174 | 22864.0323 | 56383.638 | 26948.5173 | 45819.3476 | 92561.203 | 20623.4784 | 10680.5418
*DSP may include unserved energy below the current reliability standard

## DSPCost_2
DSP and USE cost by region ($000s) - High DER (DP6)
Real June 2019 dollars. Years are financial year ending. Some rounding errors may be present.
Region | Aggregation | 2022 | 2023 | 2024 | 2025 | 2026 | 2027 | 2028 | 2029 | 2030 | 2031 | 2032 | 2033 | 2034 | 2035 | 2036 | 2037 | 2038 | 2039 | 2040 | 2041 | 2042
NSW | DSP + USE | 0 | 0 | 0 | 455.2629 | 0 | 0 | 0 | 0 | 0 | 0 | 0 | 0 | 0 | 0 | 20828.1405 | 0 | 0 | 77633.9332 | 0 | 34966.13 | 0
QLD | DSP + USE | 0 | 0 | 0 | 0 | 0 | 0 | 0 | 0 | 0 | 0 | 0 | 0 | 0 | 0 | 18663.1167 | 0 | 18398.4859 | 34900.2101 | 0 | 21335.7955 | 0
VIC | DSP + USE | 0 | 0 | 0 | 0 | 0 | 0 | 0 | 0 | 0 | 0 | 0 | 0 | 0 | 0 | 0 | 0 | 0 | 0 | 0 | 0 | 0
SA | DSP + USE | 0 | 0 | 0 | 0 | 0 | 0 | 0 | 0 | 0 | 0 | 0 | 0 | 0 | 0 | 0 | 0 | 0 | 0 | 0 | 4918.8451 | 3177.9458
TAS | DSP + USE | 0 | 0 | 0 | 0 | 0 | 0 | 0 | 0 | 0 | 0 | 0 | 0 | 0 | 0 | 0 | 0 | 0 | 0 | 0 | 0 | 0
NEM | Total | 0 | 0 | 0 | 455.2629 | 0 | 0 | 0 | 0 | 0 | 0 | 0 | 0 | 0 | 0 | 39491.2572 | 0 | 18398.4859 | 112534.1433 | 0 | 61220.7705 | 3177.9458
*DSP may include unserved energy below the current reliability standard

## REZTxCost_1
REZ transmission expansion cost by region ($000s) - High DER (Counterfactual)
Real June 2019 dollars. Years are financial year ending. As with the total capital costs, the REZ transmission expansion costs are annualised for modelling purposes. Some rounding errors may be present.
Region | Aggregation | 2022 | 2023 | 2024 | 2025 | 2026 | 2027 | 2028 | 2029 | 2030 | 2031 | 2032 | 2033 | 2034 | 2035 | 2036 | 2037 | 2038 | 2039 | 2040 | 2041 | 2042
NSW | REZ Transmission | 0 | 0 | 0 | 0 | 0 | 0 | 0 | 0 | 0 | 0 | 0 | 0 | 0 | 0 | 0 | 0 | 0 | 0 | 0 | 0 | 0
QLD | REZ Transmission | 0 | 0 | 0 | 0 | 0 | 0 | 0 | 0 | 0 | 0 | 0 | 0 | 0 | 0 | 0 | 0 | 0 | 0 | 0 | 0 | 0
VIC | REZ Transmission | 0 | 0 | 0 | 0 | 0 | 0 | 0 | 0 | 0 | 0 | 0 | 0 | 0 | 0 | 0 | 0 | 0 | 0 | 0 | 0 | 0
SA | REZ Transmission | 0 | 0 | 0 | 0 | 0 | 0 | 0 | 0 | 0 | 0 | 0 | 0 | 0 | 0 | 0 | 0 | 0 | 0 | 0 | 0 | 0
TAS | REZ Transmission | 0 | 0 | 0 | 0 | 0 | 0 | 0 | 0 | 0 | 0 | 0 | 0 | 0 | 0 | 0 | 0 | 0 | 0 | 0 | 0 | 0
NEM | Total | 0 | 0 | 0 | 0 | 0 | 0 | 0 | 0 | 0 | 0 | 0 | 0 | 0 | 0 | 0 | 0 | 0 | 0 | 0 | 0 | 0

## REZTxCost_2
REZ transmission expansion cost by region ($000s) - High DER (DP6)
Real June 2019 dollars. Years are financial year ending. As with the total capital costs, the REZ transmission expansion costs are annualised for modelling purposes. Some rounding errors may be present.
Region | Aggregation | 2022 | 2023 | 2024 | 2025 | 2026 | 2027 | 2028 | 2029 | 2030 | 2031 | 2032 | 2033 | 2034 | 2035 | 2036 | 2037 | 2038 | 2039 | 2040 | 2041 | 2042
NSW | REZ Transmission | 0 | 419.475 | 419.475 | 419.475 | 419.475 | 419.475 | 419.475 | 419.475 | 419.475 | 419.475 | 419.475 | 0 | 0 | 0 | 21098.0519 | 21098.0519 | 64423.0152 | 64423.0152 | 64423.0152 | 96892.1354 | 96892.1354
QLD | REZ Transmission | 0 | 0 | 0 | 0 | 0 | 0 | 0 | 0 | 0 | 0 | 0 | 0 | 0 | 0 | 37253.5427 | 37253.5427 | 153806.8727 | 153806.8727 | 153806.8727 | 171402.8128 | 171402.8128
VIC | REZ Transmission | 0 | 0 | 0 | 0 | 0 | 0 | 0 | 0 | 0 | 0 | 0 | 0 | 0 | 0 | 0 | 0 | 0 | 0 | 0 | 0 | 0
SA | REZ Transmission | 0 | 0 | 0 | 0 | 0 | 0 | 0 | 0 | 0 | 0 | 0 | 0 | 0 | 0 | 0 | 0 | 4173.8232 | 4173.8232 | 17361.8336 | 34224.173 | 34224.173
TAS | REZ Transmission | 0 | 0 | 0 | 0 | 0 | 113.542 | 1639.5494 | 4671.8602 | 6744.8286 | 8341.1804 | 1750.4267 | 3840.4518 | 3840.4518 | 4518.1202 | 0 | 0 | 7295.1834 | 7295.1834 | 7295.1834 | 7295.1834 | 7295.1834
NEM | Total | 0 | 419.475 | 419.475 | 419.475 | 419.475 | 533.017 | 2059.0244 | 5091.3352 | 7164.3036 | 8760.6554 | 2169.9017 | 3840.4518 | 3840.4518 | 4518.1202 | 58351.5947 | 58351.5947 | 229698.8945 | 229698.8945 | 242886.9049 | 309814.3047 | 309814.3047

## ICTxCost_1
Interconnector cost by link ($000s) - High DER (Counterfactual)
Real June 2019 dollars. Years are financial year ending. As with the total capital costs, the interconnector transmission expansion costs are annualised for modelling purposes. For the second table, interconnector cost has been split between regions according to loss allocations. Some rounding errors may be present.
Region | Aggregation | 2022 | 2023 | 2024 | 2025 | 2026 | 2027 | 2028 | 2029 | 2030 | 2031 | 2032 | 2033 | 2034 | 2035 | 2036 | 2037 | 2038 | 2039 | 2040 | 2041 | 2042
NEM | QNI Option 1A | 0 | 16180.9745 | 16180.9745 | 16180.9745 | 16180.9745 | 16180.9745 | 16180.9745 | 16180.9745 | 16180.9745 | 16180.9745 | 16180.9745 | 16180.9745 | 16180.9745 | 16180.9745 | 16180.9745 | 16180.9745 | 16180.9745 | 16180.9745 | 16180.9745 | 16180.9745 | 16180.9745
NEM | VNI Option 1 | 0 | 0 | 0 | 0 | 0 | 0 | 0 | 0 | 0 | 0 | 0 | 0 | 0 | 0 | 0 | 0 | 0 | 0 | 0 | 0 | 0
NEM | EnergyConnect | 0 | 0 | 0 | 0 | 0 | 0 | 0 | 0 | 0 | 0 | 0 | 0 | 0 | 0 | 0 | 0 | 0 | 0 | 0 | 0 | 0
NEM | Humelink | 0 | 0 | 0 | 0 | 0 | 0 | 0 | 0 | 0 | 0 | 0 | 0 | 0 | 0 | 0 | 0 | 0 | 0 | 0 | 0 | 0
NEM | QNI Option 2E | 0 | 0 | 0 | 0 | 0 | 0 | 0 | 0 | 0 | 0 | 0 | 0 | 0 | 0 | 0 | 0 | 0 | 0 | 0 | 0 | 0
NEM | QNI Option 3E | 0 | 0 | 0 | 0 | 0 | 0 | 0 | 0 | 0 | 0 | 0 | 0 | 0 | 0 | 0 | 0 | 0 | 0 | 0 | 0 | 0
NEM | VNI Option 6 | 0 | 0 | 0 | 0 | 0 | 0 | 0 | 0 | 0 | 0 | 0 | 0 | 0 | 0 | 0 | 0 | 0 | 0 | 0 | 0 | 0
NEM | VNI Option 7 | 0 | 0 | 0 | 0 | 0 | 0 | 0 | 0 | 0 | 0 | 0 | 0 | 0 | 0 | 0 | 0 | 0 | 0 | 0 | 0 | 0
NEM | VIC-TAS Option 3 | 0 | 0 | 0 | 0 | 0 | 0 | 0 | 0 | 0 | 0 | 0 | 0 | 0 | 0 | 0 | 0 | 0 | 0 | 0 | 0 | 0
NEM | VIC-TAS Option 4 | 0 | 0 | 0 | 0 | 0 | 0 | 0 | 0 | 0 | 0 | 0 | 0 | 0 | 0 | 0 | 0 | 0 | 0 | 0 | 0 | 0
Total |  | 0 | 16180.9745 | 16180.9745 | 16180.9745 | 16180.9745 | 16180.9745 | 16180.9745 | 16180.9745 | 16180.9745 | 16180.9745 | 16180.9745 | 16180.9745 | 16180.9745 | 16180.9745 | 16180.9745 | 16180.9745 | 16180.9745 | 16180.9745 | 16180.9745 | 16180.9745 | 16180.9745
Region | Aggregation | 2022 | 2023 | 2024 | 2025 | 2026 | 2027 | 2028 | 2029 | 2030 | 2031 | 2032 | 2033 | 2034 | 2035 | 2036 | 2037 | 2038 | 2039 | 2040 | 2041 | 2042
NSW | IC Transmission | 0 | 9061.3457 | 9061.3457 | 9061.3457 | 9061.3457 | 9061.3457 | 9061.3457 | 9061.3457 | 9061.3457 | 9061.3457 | 9061.3457 | 9061.3457 | 9061.3457 | 9061.3457 | 9061.3457 | 9061.3457 | 9061.3457 | 9061.3457 | 9061.3457 | 9061.3457 | 9061.3457
QLD | IC Transmission | 0 | 7119.6288 | 7119.6288 | 7119.6288 | 7119.6288 | 7119.6288 | 7119.6288 | 7119.6288 | 7119.6288 | 7119.6288 | 7119.6288 | 7119.6288 | 7119.6288 | 7119.6288 | 7119.6288 | 7119.6288 | 7119.6288 | 7119.6288 | 7119.6288 | 7119.6288 | 7119.6288
VIC | IC Transmission | 0 | 0 | 0 | 0 | 0 | 0 | 0 | 0 | 0 | 0 | 0 | 0 | 0 | 0 | 0 | 0 | 0 | 0 | 0 | 0 | 0
SA | IC Transmission | 0 | 0 | 0 | 0 | 0 | 0 | 0 | 0 | 0 | 0 | 0 | 0 | 0 | 0 | 0 | 0 | 0 | 0 | 0 | 0 | 0
TAS | IC Transmission | 0 | 0 | 0 | 0 | 0 | 0 | 0 | 0 | 0 | 0 | 0 | 0 | 0 | 0 | 0 | 0 | 0 | 0 | 0 | 0 | 0
Total |  | 0 | 16180.9745 | 16180.9745 | 16180.9745 | 16180.9745 | 16180.9745 | 16180.9745 | 16180.9745 | 16180.9745 | 16180.9745 | 16180.9745 | 16180.9745 | 16180.9745 | 16180.9745 | 16180.9745 | 16180.9745 | 16180.9745 | 16180.9745 | 16180.9745 | 16180.9745 | 16180.9745

## ICTxCost_2
Interconnector cost by link ($000s) - High DER (DP6)
Real June 2019 dollars. Years are financial year ending. As with the total capital costs, the interconnector transmission expansion costs are annualised for modelling purposes. For the second table, interconnector cost has been split between regions according to loss allocations. Early works (NPV) represents the net present value of the cost of early works on interconnectors, as detailed in the 2020 ISP report. Some rounding errors may be present.
Region | Aggregation | Early works (NPV) | 2022 | 2023 | 2024 | 2025 | 2026 | 2027 | 2028 | 2029 | 2030 | 2031 | 2032 | 2033 | 2034 | 2035 | 2036 | 2037 | 2038 | 2039 | 2040 | 2041 | 2042
NEM | QNI Option 1A | 0 | 0 | 16180.9745 | 16180.9745 | 16180.9745 | 16180.9745 | 16180.9745 | 16180.9745 | 16180.9745 | 16180.9745 | 16180.9745 | 16180.9745 | 16180.9745 | 16180.9745 | 16180.9745 | 16180.9745 | 16180.9745 | 16180.9745 | 16180.9745 | 16180.9745 | 16180.9745 | 16180.9745
NEM | VNI Option 1 | 0 | 0 | 7618.8445 | 7618.8445 | 7618.8445 | 7618.8445 | 7618.8445 | 7618.8445 | 7618.8445 | 7618.8445 | 7618.8445 | 7618.8445 | 7618.8445 | 7618.8445 | 7618.8445 | 7618.8445 | 7618.8445 | 7618.8445 | 7618.8445 | 7618.8445 | 7618.8445 | 7618.8445
NEM | EnergyConnect | 0 | 0 | 0 | 0 | 129495.243 | 129495.243 | 129495.243 | 129495.243 | 129495.243 | 129495.243 | 129495.243 | 129495.243 | 129495.243 | 129495.243 | 129495.243 | 129495.243 | 129495.243 | 129495.243 | 129495.243 | 129495.243 | 129495.243 | 129495.243
NEM | Humelink | 0 | 0 | 0 | 0 | 0 | 152376.8896 | 152376.8896 | 152376.8896 | 152376.8896 | 152376.8896 | 152376.8896 | 152376.8896 | 152376.8896 | 152376.8896 | 152376.8896 | 152376.8896 | 152376.8896 | 152376.8896 | 152376.8896 | 152376.8896 | 152376.8896 | 152376.8896
NEM | QNI Option 2E | 0 | 0 | 0 | 0 | 0 | 0 | 0 | 0 | 0 | 0 | 0 | 0 | 153465.296 | 153465.296 | 153465.296 | 153465.296 | 153465.296 | 153465.296 | 153465.296 | 153465.296 | 153465.296 | 153465.296
NEM | QNI Option 3E | 0 | 0 | 0 | 0 | 0 | 0 | 0 | 0 | 0 | 0 | 0 | 0 | 0 | 0 | 0 | 83081.6851 | 83081.6851 | 83081.6851 | 83081.6851 | 83081.6851 | 83081.6851 | 83081.6851
NEM | VNI Option 6 | 0 | 0 | 0 | 0 | 0 | 0 | 0 | 0 | 0 | 0 | 0 | 0 | 0 | 0 | 0 | 125529.5329 | 125529.5329 | 125529.5329 | 125529.5329 | 125529.5329 | 125529.5329 | 125529.5329
NEM | VNI Option 7 | 0 | 0 | 0 | 0 | 0 | 0 | 0 | 0 | 0 | 0 | 0 | 0 | 0 | 0 | 0 | 0 | 0 | 0 | 0 | 0 | 0 | 0
NEM | VIC-TAS Option 3 | 0 | 0 | 0 | 0 | 0 | 0 | 0 | 0 | 0 | 0 | 0 | 133873.9816 | 133873.9816 | 133873.9816 | 133873.9816 | 133873.9816 | 133873.9816 | 133873.9816 | 133873.9816 | 133873.9816 | 133873.9816 | 133873.9816
NEM | VIC-TAS Option 4 | 0 | 0 | 0 | 0 | 0 | 0 | 0 | 0 | 0 | 0 | 0 | 0 | 0 | 0 | 0 | 95054.155 | 95054.155 | 95054.155 | 95054.155 | 95054.155 | 95054.155 | 95054.155
Total |  | 0 | 0 | 23799.819 | 23799.819 | 153295.062 | 305671.9516 | 305671.9516 | 305671.9516 | 305671.9516 | 305671.9516 | 305671.9516 | 439545.9332 | 593011.2292 | 593011.2292 | 593011.2292 | 896676.6022 | 896676.6022 | 896676.6022 | 896676.6022 | 896676.6022 | 896676.6022 | 896676.6022
Region | Aggregation | Early works (NPV) | 2022 | 2023 | 2024 | 2025 | 2026 | 2027 | 2028 | 2029 | 2030 | 2031 | 2032 | 2033 | 2034 | 2035 | 2036 | 2037 | 2038 | 2039 | 2040 | 2041 | 2042
NSW | IC Transmission | 0 | 0 | 12566.0142 | 12566.0142 | 82493.4454 | 149539.2768 | 149539.2768 | 149539.2768 | 149539.2768 | 149539.2768 | 149539.2768 | 149539.2768 | 237014.4956 | 237014.4956 | 237014.4956 | 321659.8578 | 321659.8578 | 321659.8578 | 321659.8578 | 321659.8578 | 321659.8578 | 321659.8578
QLD | IC Transmission | 0 | 0 | 7119.6288 | 7119.6288 | 7119.6288 | 7119.6288 | 7119.6288 | 7119.6288 | 7119.6288 | 7119.6288 | 7119.6288 | 7119.6288 | 73109.706 | 73109.706 | 73109.706 | 115481.3654 | 115481.3654 | 115481.3654 | 115481.3654 | 115481.3654 | 115481.3654 | 115481.3654
VIC | IC Transmission | 0 | 0 | 4114.176 | 4114.176 | 4114.176 | 89445.2342 | 89445.2342 | 89445.2342 | 89445.2342 | 89445.2342 | 89445.2342 | 156382.225 | 156382.225 | 156382.225 | 156382.225 | 285503.4989 | 285503.4989 | 285503.4989 | 285503.4989 | 285503.4989 | 285503.4989 | 285503.4989
SA | IC Transmission | 0 | 0 | 0 | 0 | 59567.8118 | 59567.8118 | 59567.8118 | 59567.8118 | 59567.8118 | 59567.8118 | 59567.8118 | 59567.8118 | 59567.8118 | 59567.8118 | 59567.8118 | 59567.8118 | 59567.8118 | 59567.8118 | 59567.8118 | 59567.8118 | 59567.8118 | 59567.8118
TAS | IC Transmission | 0 | 0 | 0 | 0 | 0 | 0 | 0 | 0 | 0 | 0 | 0 | 66936.9908 | 66936.9908 | 66936.9908 | 66936.9908 | 114464.0683 | 114464.0683 | 114464.0683 | 114464.0683 | 114464.0683 | 114464.0683 | 114464.0683
Total |  | 0 | 0 | 23799.819 | 23799.819 | 153295.062 | 305671.9516 | 305671.9516 | 305671.9516 | 305671.9516 | 305671.9516 | 305671.9516 | 439545.9332 | 593011.2292 | 593011.2292 | 593011.2292 | 896676.6022 | 896676.6022 | 896676.6022 | 896676.6022 | 896676.6022 | 896676.6022 | 896676.6022