## Disclaimer
Disclaimer
This generation outcomes workbook contains data provided by or collected from third parties,
and conclusions, opinions, assumptions or forecasts that are based on that data.
AEMO has made every effort to ensure the quality of the information in this workbook but cannot guarantee
that the information, forecasts and assumptions in it are accurate, complete or appropriate for your
circumstances. This generation outcomes workbook does not include all of the information that an investor,
participant or potential participant in the electricity or gas market might require, and does not amount to a
recommendation of any investment.
Anyone proposing to use the information in this workbook should independently verify and check its
accuracy, completeness and suitability for purpose, and obtain independent and specific advice from
appropriate experts.
This dataset or the information in it may be subsequently updated or amended. This work does
not constitute legal or business advice, and should not be relied on as a substitute for obtaining detailed
legal advice about the National Electricity Law, the National Electricity Rules, or any other applicable
laws, procedures or policies.
Accordingly, to the maximum extent permitted by law, AEMO and its officers, employees and
consultants involved in the preparation of this document:
• make no representation or warranty, express or implied, as to the currency, accuracy, reliability or
completeness of the information in this workbook; and
• are not liable (whether by reason of negligence or otherwise) for any statements, opinions,
information or other matters contained in or derived from this publication, or any omissions from it,
or in respect of a person’s use of the information in this workbook.

## Index
2020 ISP Comparison Workbook
Version History
Version Number | Description
v1.0 | Initial release
About
This workbook presents the data and comparison for the below cases for the 2020 ISP. For a complete description of the scenarios and sensitivities, please see the 2020 ISP report.
Case 1 | Slow Change (Counterfactual)
Case 2 | Slow Change (DP6)
Index Table
Tab Name | Content Description
Summary_1 | Summary (calculated) of Case 1
Summary_2 | Summary (calculated) of Case 2
Comparison 1 vs 2 | Summary (calculated) of the comparison of Case 1 versus Case 2
Capacity_1 | Installed capacity by technology (for each case)
Capacity_2
Retirements_1 | Coal retirement data (for each case)
Retirements_2
Generation_1 | Annual as-generated generation by technology (for each case)
Generation_2
StorageCapacity_1 | Installed capacity of storage (for each case)
StorageCapacity_2
StorageGeneration_1 | Generation of storage (for each case)
StorageGeneration_2
DispatchableCapacity_1 | Dispatchable capacity built (for each case)
DispatchableCapacity_2
REZCapacity_1 | Installed capacity by REZ and technology (for each case)
REZCapacity_2
REZGeneration_1 | Annual as-generated generation by REZ and technology (for each case)
REZGeneration_2
VOMCost_1 | Additional cost for running units by technology (for each case)
VOMCost_2
FOMCost_1 | Annual fixed cost for keeping plants in service by technology (for each case)
FOMCost_2
FuelCost_1 | Fuel costs by technology (for each case)
FuelCost_2
BuildCost_1 | New generation build cost by technology (for each case)
BuildCost_2
RehabCost_1 | Rehabilitation cost by technology (for each case)
RehabCost_2
DSPCost_1 | DSP and USE cost by region (for each case)
DSPCost_2
REZTxCost_1 | REZ transmission expansion cost by region (for each case)
REZTxCost_2
ICTxCost_1 | Interconnector cost by augmentation and by region (for each case)
ICTxCost_2

## Summary_1
Case 1 Summary - Slow Change (Counterfactual)
Notes
1. The discount rate used for calculation is 7.9%
NEM discounted total system costs by year
Select region | NEM
|  | Real June 2019 dollars ($m) | NPV | 2021-22 | 2022-23 | 2023-24 | 2024-25 | 2025-26 | 2026-27 | 2027-28 | 2028-29 | 2029-30 | 2030-31 | 2031-32 | 2032-33 | 2033-34 | 2034-35 | 2035-36 | 2036-37 | 2037-38 | 2038-39 | 2039-40 | 2040-41 | 2041-42
|  | Capex | 5747.8348 | 0 | 283.947 | 283.947 | 330.6333 | 396.726 | 462.7626 | 530.8488 | 596.9685 | 662.6385 | 679.2182 | 709.5052 | 950.9136 | 983.3459 | 1049.5939 | 1234.8407 | 1248.353 | 1410.5171 | 1484.8476 | 1720.6768 | 1780.9949 | 1891.4768
|  | FOM | 29531.4039 | 3670.1007 | 2906.715 | 2832.8106 | 4529.5587 | 3439.8913 | 4043.6199 | 3762.683 | 2882.026 | 2766.3189 | 3350.7601 | 4547.7043 | 2837.544 | 2484.8215 | 2487.3849 | 4485.2285 | 3140.7054 | 4418.7684 | 3441.4836 | 2798.9141 | 3417.1235 | 2368.1752
|  | Fuel | 18357.667 | 2294.3684 | 2211.2663 | 2311.8138 | 2235.2447 | 2196.5218 | 2172.0661 | 2325.85 | 2255.7653 | 1800.6546 | 1873.7143 | 1829.6758 | 1909.0117 | 1967.2336 | 1935.467 | 1913.9381 | 1902.6715 | 2297.6429 | 1944.9414 | 1906.9037 | 2125.734 | 2107.6427
|  | VOM | 5821.3753 | 735.5899 | 712.864 | 714.4374 | 713.7699 | 694.8706 | 694.8323 | 679.9087 | 705.2403 | 622.0333 | 610.665 | 609.1397 | 607.3851 | 611.3612 | 622.5277 | 615.3794 | 625.868 | 626.3341 | 641.4207 | 633.0459 | 642.2061 | 658.0818
|  | REZ | 0 | 0 | 0 | 0 | 0 | 0 | 0 | 0 | 0 | 0 | 0 | 0 | 0 | 0 | 0 | 0 | 0 | 0 | 0 | 0 | 0 | 0
|  | DSP+USE | 31.5392 | 0 | 0 | 0 | 1.4376 | 0 | 0 | 0 | 6.0443 | 0.50106 | 0 | 0 | 9.9058 | 4.2593 | 4.3225 | 17.8467 | 9.9095 | 13.3206 | 17.9719 | 20.2534 | 0 | 16.8612
|  | Rehab | 787.6371 | 0 | 112.9713 | 267.5958 | 0 | 0 | 0 | 0 | 164.6313 | 272.4474 | 74.8811 | 60.9558 | 396.4413 | 24.165 | 5.3489 | 233.0325 | 72.6023 | 89.6485 | 0.32764 | 107.8059 | 10.227 | 0.5275
|  | Interconnectors | 159.447 | 0 | 20.2494 | 20.2494 | 20.2494 | 20.2494 | 20.2494 | 20.2494 | 20.2494 | 20.2494 | 20.2494 | 20.2494 | 20.2494 | 20.2494 | 20.2494 | 20.2494 | 20.2494 | 20.2494 | 20.2494 | 20.2494 | 20.2494 | 20.2494
|  | NPV and annual costs | 60436.9043 | 6700.059 | 6248.013 | 6430.8539 | 7830.8936 | 6748.2592 | 7393.5304 | 7319.5399 | 6630.9251 | 6144.8433 | 6609.4882 | 7777.2302 | 6731.4509 | 6095.4358 | 6124.8942 | 8520.5151 | 7020.3591 | 8876.4809 | 7551.2423 | 7207.8493 | 7996.5349 | 7063.0146
*Net present value as at 1 July 2019
Note: DSP may include unserved energy below the current reliability standard
NEM capacity by year
Select region | NEM
|  | Capacity (MW) | 2021-22 | 2022-23 | 2023-24 | 2024-25 | 2025-26 | 2026-27 | 2027-28 | 2028-29 | 2029-30 | 2030-31 | 2031-32 | 2032-33 | 2033-34 | 2034-35 | 2035-36 | 2036-37 | 2037-38 | 2038-39 | 2039-40 | 2040-41 | 2041-42
|  | Black Coal | 18336 | 17861 | 16386 | 16386 | 16386 | 16386 | 16386 | 15686 | 14366 | 14366 | 14366 | 12368 | 12368 | 12368 | 11631.152 | 11195.857 | 11141.152 | 11141.152 | 11141.152 | 11141.152 | 11141.152
|  | Brown Coal | 4820 | 4820 | 4820 | 4820 | 4820 | 4820 | 4820 | 4820 | 4470 | 4120 | 3745 | 3370 | 3370 | 3370 | 3370 | 3370 | 3370 | 3370 | 3370 | 3370 | 3370
|  | CCGT | 4285.9 | 4045.9 | 3865.9 | 3865.9 | 3865.9 | 3865.9 | 3865.9 | 3480.9 | 3480.9 | 3480.9 | 3480.9 | 3480.9 | 3480.9 | 3480.9 | 2680.9 | 2680.9 | 2151.9 | 2151.9 | 1508.5 | 1508.5 | 1508.5
|  | Peaking Gas+Liquids | 6812.873 | 6812.873 | 6812.873 | 6812.873 | 6812.873 | 6812.873 | 6812.873 | 6812.873 | 6812.873 | 6430.373 | 6430.373 | 7218.6614 | 6756.6614 | 6789.8282 | 7215.5977 | 7215.5977 | 7636.7307 | 7952.5299 | 8366.4676 | 8246.4676 | 9200.1648
|  | Hydro | 6906.5 | 6906.5 | 6906.5 | 6906.5 | 6906.5 | 6906.5 | 6906.5 | 6906.5 | 6906.5 | 6906.5 | 6906.5 | 6906.5 | 6906.5 | 6906.5 | 6906.5 | 6906.5 | 6820.1 | 6820.1 | 6820.1 | 6820.1 | 6820.1
|  | Dispatchable Storage | 1223.7906 | 1231.3997 | 1220.2505 | 3250.2038 | 3241.1682 | 3233.0451 | 3225.7371 | 3219.1614 | 3213.2384 | 3390.6694 | 3786.6609 | 4710.4194 | 5049.581 | 5477.0969 | 6132.4419 | 6142.2921 | 6249.0834 | 6525.6952 | 6928.3405 | 6938.0532 | 6984.8307
|  | Behind the Meter Storage | 288.8448 | 324.0954 | 358.6582 | 435.224 | 517.0988 | 572.2576 | 616.6927 | 650.4679 | 748.1813 | 777.6685 | 862.2066 | 909.7018 | 957.1464 | 984.5786 | 1004.7686 | 1004.7577 | 1014.1258 | 1045.7565 | 1097.1276 | 1109.4674 | 1121.5293
|  | Wind | 9005.458 | 10092.658 | 10092.658 | 10232.458 | 10552.458 | 10872.458 | 11192.458 | 11512.458 | 11741.708 | 11695.708 | 11695.708 | 11695.708 | 11417.008 | 11417.008 | 11265.108 | 11096.108 | 10963.908 | 10933.908 | 10982.9637 | 11037.8589 | 11002.808
|  | Solar | 5151.711 | 5941.711 | 5941.711 | 6141.711 | 6241.711 | 6341.711 | 6441.711 | 6541.711 | 6641.711 | 6641.711 | 6641.711 | 6979.3779 | 6979.3779 | 6979.3779 | 7343.8202 | 7502.2547 | 8576.711 | 8576.711 | 8631.711 | 8631.711 | 8631.711
|  | Distributed PV | 9148.7771 | 9281.6281 | 9419.0274 | 9648.8783 | 9886.076 | 10115.3167 | 10359.5872 | 10598.6715 | 10837.0637 | 11119.3671 | 11675.8304 | 12210.1901 | 12788.2263 | 13210.2448 | 13788.4128 | 14167.0091 | 14605.2364 | 15020.0172 | 15460.3776 | 16089.1305 | 16720.1873
|  | Dispatchable Capacity | 42827.135 | 42121.644 | 40455.4863 | 42486.4428 | 42476.06 | 42469.0603 | 42462.295 | 41373.794 | 39699.7941 | 39146.2643 | 39170.0579 | 38509.8841 | 38388.126 | 38851.6272 | 38397.8441 | 37975.4272 | 37836.9801 | 38431.7002 | 38609.5029 | 38502.4414 | 39505.863
|  | DSP | 442.0713 | 443.9712 | 443.9629 | 444.966 | 443.6187 | 444.7422 | 445.285 | 448.3596 | 450.2827 | 451.8219 | 454.6241 | 455.4033 | 456.4836 | 459.3021 | 461.2525 | 464.2804 | 468.014 | 470.3231 | 474.9428 | 478.1686 | 481.1154
NEM generation by year
Select region | NEM
|  | As-generated generation (GWh) | 2021-22 | 2022-23 | 2023-24 | 2024-25 | 2025-26 | 2026-27 | 2027-28 | 2028-29 | 2029-30 | 2030-31 | 2031-32 | 2032-33 | 2033-34 | 2034-35 | 2035-36 | 2036-37 | 2037-38 | 2038-39 | 2039-40 | 2040-41 | 2041-42
|  | Black Coal | 94146.455 | 88646.1718 | 89570.4385 | 87777.2977 | 87575.6621 | 86986.0456 | 89256.1878 | 87150.265 | 70103.9908 | 71249.9612 | 70257.5548 | 72620.0625 | 74078.0359 | 72403.5572 | 73429.2258 | 73161.6136 | 74012.7079 | 74841.0669 | 73442.0645 | 72502.0846 | 66756.3196
|  | Brown Coal | 28253.2011 | 31941.5126 | 31809.7352 | 28403.5818 | 26827.1031 | 25448.2554 | 29502.36 | 24236.6159 | 22922.387 | 25154.925 | 20574.389 | 21577.5655 | 21924.2473 | 20821.0528 | 20631.2962 | 20239.2631 | 21995.6614 | 20606.3335 | 22025.2283 | 22830.435 | 20502.5283
|  | CCGT | 3105.1642 | 3089.627 | 2957.4911 | 2973.7869 | 2794.2997 | 2725.0603 | 2841.672 | 2861.2306 | 2761.503 | 2789.8542 | 2634.6855 | 2754.4976 | 2845.2107 | 2966.364 | 2032.6735 | 2123.9866 | 5155.9907 | 1576.2732 | 1439.5199 | 3913.1603 | 5992.8747
|  | Peaking Gas+Liquids | 80.5466 | 74.6071 | 130.6127 | 157.0723 | 143.6835 | 111.5179 | 127.5407 | 172.822 | 134.3553 | 121.0458 | 128.2499 | 188.2916 | 162.8882 | 203.7337 | 262.0063 | 285.502 | 2138.8415 | 847.0299 | 802.695 | 1807.4877 | 2570.81
|  | Hydro | 15598.1508 | 13030.879 | 12801.2838 | 15457.938 | 13290.5947 | 14496.963 | 8992.6238 | 16256.023 | 15332.4788 | 11783.3408 | 14000.7444 | 12572.1869 | 12246.4543 | 14868.4364 | 13005.9533 | 14705.6817 | 8410.3166 | 16085.1638 | 14519.0832 | 11107.1066 | 14206.5514
|  | Dispatchable Storage | 120.5161 | 170.2531 | 137.4375 | 135.965 | 234.8797 | 268.8124 | 239.3277 | 195.7768 | 466.1671 | 703.2276 | 977.3329 | 1952.5605 | 2243.4576 | 1722.3845 | 3971.6623 | 4279.7508 | 4393.7019 | 4657.2312 | 5100.8392 | 4489.8476 | 4847.727
|  | Behind the Meter Storage | 206.5749 | 229.209 | 252.5604 | 296.1248 | 349.3427 | 402.4761 | 442.8262 | 470.3671 | 517.4924 | 562.5252 | 609.8212 | 653.2691 | 682.0606 | 705.7071 | 714.33 | 732.6513 | 742.5366 | 757.5414 | 779.0648 | 806.4139 | 822.2575
|  | Wind | 29015.8764 | 30155.2809 | 30305.6578 | 30821.2184 | 33216.2714 | 33307.3107 | 32290.9574 | 33346.3623 | 34397.8966 | 34352.3008 | 36806.0531 | 33920.2005 | 33297.1043 | 33926.8923 | 35455.6224 | 34807.2446 | 32018.5457 | 32699.6823 | 34192.884 | 34774.9717 | 36836.4338
|  | Solar | 12774.5275 | 15384.0507 | 14970.4559 | 15292.0537 | 15956.518 | 16391.1094 | 16649.143 | 14687.5434 | 15812.7095 | 16043.4251 | 16341.4661 | 17930.3109 | 17324.689 | 17058.3178 | 18830.0976 | 19328.2604 | 22283.4043 | 19728.1374 | 20870.5353 | 21132.3867 | 21602.9971
|  | Distributed PV | 12935.1455 | 13110.5883 | 13344.5782 | 13704.3828 | 14109.1749 | 14525.1367 | 14984.4613 | 15401.2395 | 15813.2558 | 16271.6719 | 16965.6847 | 17777.8137 | 18605.0512 | 19370.5476 | 20172.9402 | 20892.9904 | 21521.0964 | 22188.5694 | 22894.0845 | 23686.5199 | 24603.0436
Load (GWh)
|  | Dispatchable Storage Load | -146.0795 | -221.3295 | -174.5108 | -203.2746 | -297.006 | -347.8379 | -302.4064 | -251.5057 | -632.6347 | -963.9009 | -1326.1536 | -2550.6873 | -2887.3962 | -2228.7786 | -5168.739 | -5629.0212 | -5791.0143 | -6018.5002 | -6588.0174 | -5855.2258 | -6227.7288
|  | Behind the Meter Storage Load | -242.9136 | -269.5124 | -296.8759 | -348.2669 | -410.7459 | -473.1998 | -520.6839 | -552.944 | -608.54 | -661.3544 | -717.0813 | -768.1235 | -801.7039 | -829.9697 | -839.8799 | -861.3489 | -873.0911 | -890.5756 | -916.2081 | -948.0822 | -966.9127
|  | DSP | 0 | 0 | 0 | 0.097793 | 0 | 0 | 0 | 0.093839 | 0.034086 | 0 | 0 | 0.67387 | 0.28975 | 0.29405 | 1.2141 | 0.67411 | 0.90616 | 1.2226 | 1.3778 | 0 | 1.147
NEM generation by technology type
Select region | NEM
|  | As-generated generation (GWh) | 2021-22: 2021-22; 2022-23: 2031-32; 2023-24: 2041-42
|  | Black Coal | 2021-22: 94146.455; 2022-23: 70257.5548; 2023-24: 66756.3196
|  | Brown Coal | 2021-22: 28253.2011; 2022-23: 20574.389; 2023-24: 20502.5283
|  | CCGT | 2021-22: 3105.1642; 2022-23: 2634.6855; 2023-24: 5992.8747
|  | Peaking Gas+Liquids | 2021-22: 80.5466; 2022-23: 128.2499; 2023-24: 2570.81
|  | Hydro | 2021-22: 15598.1508; 2022-23: 14000.7444; 2023-24: 14206.5514
|  | Dispatchable Storage | 2021-22: 120.5161; 2022-23: 977.3329; 2023-24: 4847.727
|  | Behind the Meter Storage | 2021-22: 206.5749; 2022-23: 609.8212; 2023-24: 822.2575
|  | Wind | 2021-22: 29015.8764; 2022-23: 36806.0531; 2023-24: 36836.4338
|  | Solar | 2021-22: 12774.5275; 2022-23: 16341.4661; 2023-24: 21602.9971
|  | Distributed PV | 2021-22: 12935.1455; 2022-23: 16965.6847; 2023-24: 24603.0436
Load (GWh)
|  | Dispatchable Storage Load | 2021-22: -146.0795; 2022-23: -1326.1536; 2023-24: -6227.7288
|  | Behind the Meter Storage Load | 2021-22: -242.9136; 2022-23: -717.0813; 2023-24: -966.9127
|  | DSP | 2021-22: 0; 2022-23: 0; 2023-24: 1.147
NEM storage capacity by year
Select region | NEM
|  | Capacity (MW) | 2021-22 | 2022-23 | 2023-24 | 2024-25 | 2025-26 | 2026-27 | 2027-28 | 2028-29 | 2029-30 | 2030-31 | 2031-32 | 2032-33 | 2033-34 | 2034-35 | 2035-36 | 2036-37 | 2037-38 | 2038-39 | 2039-40 | 2040-41 | 2041-42
|  | Shallow Storage | 413.7906 | 401.3997 | 390.2505 | 380.2038 | 371.1682 | 363.0451 | 355.7371 | 349.1614 | 343.2384 | 520.6694 | 916.6609 | 1840.4194 | 2132.7791 | 2342.9604 | 2354.8783 | 2364.7286 | 2375.2848 | 2388.285 | 2403.7611 | 2413.4739 | 2422.3292
|  | Medium Storage | 810 | 830 | 830 | 830 | 830 | 830 | 830 | 830 | 830 | 830 | 830 | 830 | 876.8019 | 1094.1365 | 1737.5636 | 1737.5636 | 1833.7986 | 2097.4101 | 2484.5793 | 2484.5793 | 2522.5015
|  | Deep Storage | 0 | 0 | 0 | 2040 | 2040 | 2040 | 2040 | 2040 | 2040 | 2040 | 2040 | 2040 | 2040 | 2040 | 2040 | 2040 | 2040 | 2040 | 2040 | 2040 | 2040
|  | Behind the Meter Storage | 288.8448 | 324.0954 | 358.6582 | 435.224 | 517.0988 | 572.2576 | 616.6927 | 650.4679 | 748.1813 | 777.6685 | 862.2066 | 909.7018 | 957.1464 | 984.5786 | 1004.7686 | 1004.7577 | 1014.1258 | 1045.7565 | 1097.1276 | 1109.4674 | 1121.5293
NEM storage generation by year
Select region | NEM
|  | As-generated generation (GWh) | 2021-22 | 2022-23 | 2023-24 | 2024-25 | 2025-26 | 2026-27 | 2027-28 | 2028-29 | 2029-30 | 2030-31 | 2031-32 | 2032-33 | 2033-34 | 2034-35 | 2035-36 | 2036-37 | 2037-38 | 2038-39 | 2039-40 | 2040-41 | 2041-42
|  | Shallow Storage | 114.1676 | 152.3066 | 121.4567 | 99.5905 | 112.7854 | 116.354 | 116.9315 | 91.5838 | 94.0316 | 223.4048 | 406.0156 | 809.9237 | 943.0412 | 944.1745 | 1131.1011 | 1162.3864 | 1146.5759 | 1162.0512 | 1193.1314 | 1143.6796 | 1149.0515
|  | Medium Storage | 6.3485 | 17.9465 | 15.9808 | 32.5123 | 26.8802 | 27.4286 | 27.7786 | 49.4882 | 39.3665 | 46.3881 | 66.4566 | 116.0463 | 162.3215 | 300.833 | 930.2251 | 1077.0792 | 1438.8468 | 1521.7446 | 2065.1198 | 2149.3316 | 2274.4645
|  | Deep Storage | 0 | 0 | 0 | 3.8622 | 95.2141 | 125.0298 | 94.6176 | 54.7047 | 332.769 | 433.4346 | 504.8607 | 1026.5904 | 1138.095 | 477.377 | 1910.3361 | 2040.2852 | 1808.2792 | 1973.4354 | 1842.588 | 1196.8364 | 1424.211
|  | Behind the Meter Storage | 206.5749 | 229.209 | 252.5604 | 296.1248 | 349.3427 | 402.4761 | 442.8262 | 470.3671 | 517.4924 | 562.5252 | 609.8212 | 653.2691 | 682.0606 | 705.7071 | 714.33 | 732.6513 | 742.5366 | 757.5414 | 779.0648 | 806.4139 | 822.2575
NEM dispatchable capacity built by year vs cumulative coal retirements
Select region | NEM
|  | Capacity Built (MW) | 2021-22 | 2022-23 | 2023-24 | 2024-25 | 2025-26 | 2026-27 | 2027-28 | 2028-29 | 2029-30 | 2030-31 | 2031-32 | 2032-33 | 2033-34 | 2034-35 | 2035-36 | 2036-37 | 2037-38 | 2038-39 | 2039-40 | 2040-41 | 2041-42
|  | CCGT | 0 | 0 | 0 | 0 | 0 | 0 | 0 | 0 | 0 | 0 | 0 | 0 | 0 | 0 | 0 | 0 | 0 | 0 | 0 | 0 | 0
|  | Peaking Gas+Liquids | 0 | 0 | 0 | 0 | 0 | 0 | 0 | 0 | 0 | 0 | 0 | 1022.6284 | 1022.6284 | 1172.7952 | 1728.5647 | 1728.5647 | 2149.6977 | 2465.4969 | 3319.4346 | 3319.4346 | 4273.1318
|  | Hydro | 0 | 0 | 0 | 0 | 0 | 0 | 0 | 0 | 0 | 0 | 0 | 0 | 0 | 0 | 0 | 0 | 0 | 0 | 0 | 0 | 0
|  | Shallow Storage | 36.9571 | 24.5662 | 13.4169 | 3.3703 | -5.6653 | -13.7884 | -21.0964 | -27.6721 | -33.5951 | 173.8359 | 569.8274 | 1493.5859 | 1840.9456 | 2096.1269 | 2108.0448 | 2117.8951 | 2128.4513 | 2141.4515 | 2156.9276 | 2166.6404 | 2175.4957
|  | Medium Storage | 0 | 20 | 20 | 20 | 20 | 20 | 20 | 20 | 20 | 20 | 20 | 20 | 66.8019 | 284.1365 | 927.5636 | 927.5636 | 1023.7986 | 1287.4101 | 1674.5793 | 1674.5793 | 1712.5015
|  | Deep Storage | 0 | 0 | 0 | 2040 | 2040 | 2040 | 2040 | 2040 | 2040 | 2040 | 2040 | 2040 | 2040 | 2040 | 2040 | 2040 | 2040 | 2040 | 2040 | 2040 | 2040
|  | DSP | -100.4387 | -98.5388 | -98.5471 | -97.544 | -98.8913 | -97.7678 | -97.225 | -94.1504 | -92.2273 | -90.6881 | -87.8859 | -87.1067 | -86.0264 | -83.2079 | -81.2575 | -78.2296 | -74.496 | -72.1869 | -67.5672 | -64.3414 | -61.3946
|  | New Interconnectors | 0 | 185 | 185 | 185 | 185 | 185 | 185 | 185 | 185 | 185 | 185 | 185 | 185 | 185 | 185 | 185 | 185 | 185 | 185 | 185 | 185
|  | Retired Coal | 0 | 475 | 1950 | 1950 | 1950 | 1950 | 1950 | 2650 | 4320 | 4670 | 5045 | 7418 | 7418 | 7418 | 8154.848 | 8590.143 | 8644.848 | 8644.848 | 8644.848 | 8644.848 | 8644.848
|  | Retired Dispatchable | 0 | 740 | 2420 | 2420 | 2420 | 2420 | 2420 | 3505 | 5175 | 5937.5 | 6312.5 | 8919.84 | 9436.84 | 9598.84 | 11265.688 | 11700.983 | 12371.088 | 12371.088 | 13454.488 | 13574.488 | 13574.488
Note: Capacity built in 2021-22 includes all capacity built since 2019-20
Emissions trajectory
|  | Emissions (Mt CO2-e) | Total | 2021-22 | 2022-23 | 2023-24 | 2024-25 | 2025-26 | 2026-27 | 2027-28 | 2028-29 | 2029-30 | 2030-31 | 2031-32 | 2032-33 | 2033-34 | 2034-35 | 2035-36 | 2036-37 | 2037-38 | 2038-39 | 2039-40 | 2040-41 | 2041-42
|  | Slow Change (Counterfactual) | 2120.7084 | 121.3171 | 120.7609 | 120.796 | 114.9507 | 112.8357 | 110.5114 | 117.5758 | 109.0832 | 91.6737 | 95.191 | 88.5427 | 91.6187 | 93.3405 | 90.6118 | 90.5224 | 89.9747 | 95.3522 | 91.998 | 92.2915 | 94.0845 | 87.6761
NEM relative change in capacity by year
Select region | NEM
|  | Capacity (MW) | 2021-22 | 2022-23 | 2023-24 | 2024-25 | 2025-26 | 2026-27 | 2027-28 | 2028-29 | 2029-30 | 2030-31 | 2031-32 | 2032-33 | 2033-34 | 2034-35 | 2035-36 | 2036-37 | 2037-38 | 2038-39 | 2039-40 | 2040-41 | 2041-42
|  | Black Coal | 0 | -475 | -1950 | -1950 | -1950 | -1950 | -1950 | -2650 | -3970 | -3970 | -3970 | -5968 | -5968 | -5968 | -6704.848 | -7140.143 | -7194.848 | -7194.848 | -7194.848 | -7194.848 | -7194.848
|  | Brown Coal | 0 | 0 | 0 | 0 | 0 | 0 | 0 | 0 | -350 | -700 | -1075 | -1450 | -1450 | -1450 | -1450 | -1450 | -1450 | -1450 | -1450 | -1450 | -1450
|  | CCGT | 0 | -240 | -420 | -420 | -420 | -420 | -420 | -805 | -805 | -805 | -805 | -805 | -805 | -805 | -1605 | -1605 | -2134 | -2134 | -2777.4 | -2777.4 | -2777.4
|  | Peaking Gas+Liquids | 0 | 0 | 0 | 0 | 0 | 0 | 0 | 0 | 0 | -382.5 | -382.5 | 405.7884 | -56.2116 | -23.0448 | 402.7247 | 402.7247 | 823.8577 | 1139.6569 | 1553.5946 | 1433.5946 | 2387.2918
|  | Hydro | 0 | 0 | 0 | 0 | 0 | 0 | 0 | 0 | 0 | 0 | 0 | 0 | 0 | 0 | 0 | 0 | -86.4 | -86.4 | -86.4 | -86.4 | -86.4
|  | Dispatchable Storage | 8.9567 | 16.5658 | 5.4165 | 2035.3698 | 2026.3343 | 2018.2112 | 2010.9031 | 2004.3274 | 1998.4044 | 2175.8354 | 2571.8269 | 3495.5854 | 3834.747 | 4262.2629 | 4917.6079 | 4927.4582 | 5034.2494 | 5310.8612 | 5713.5065 | 5723.2192 | 5769.9967
|  | Behind the Meter Storage | 20.8989 | 56.1495 | 90.7123 | 167.2781 | 249.1528 | 304.3117 | 348.7468 | 382.522 | 480.2354 | 509.7225 | 594.2607 | 641.7559 | 689.2005 | 716.6327 | 736.8226 | 736.8118 | 746.1799 | 777.8106 | 829.1816 | 841.5215 | 853.5834
|  | Wind | 0 | 1087.2 | 1087.2 | 1227 | 1547 | 1867 | 2187 | 2507 | 2736.25 | 2690.25 | 2690.25 | 2690.25 | 2411.55 | 2411.55 | 2259.65 | 2090.65 | 1958.45 | 1928.45 | 1977.5057 | 2032.4009 | 1997.35
|  | Solar | 0 | 790 | 790 | 990 | 1090 | 1190 | 1290 | 1390 | 1490 | 1490 | 1490 | 1827.6669 | 1827.6669 | 1827.6669 | 2192.1092 | 2350.5437 | 3425 | 3425 | 3480 | 3480 | 3480
|  | Distributed PV | 113.6378 | 246.4887 | 383.8881 | 613.739 | 850.9367 | 1080.1774 | 1324.4478 | 1563.5322 | 1801.9244 | 2084.2278 | 2640.6911 | 3175.0508 | 3753.087 | 4175.1055 | 4753.2734 | 5131.8698 | 5570.0971 | 5984.8779 | 6425.2383 | 7053.9912 | 7685.048
|  | Dispatchable Capacity | 8.518 | -696.973 | -2363.1306 | -332.1742 | -342.557 | -349.5567 | -356.3219 | -1444.8229 | -3118.8229 | -3672.3527 | -3648.559 | -4308.7328 | -4430.491 | -3966.9897 | -4420.7729 | -4843.1898 | -4981.6369 | -4386.9168 | -4209.1141 | -4316.1755 | -3312.754
|  | DSP | -0.43866 | 1.4612 | 1.4529 | 2.456 | 1.1087 | 2.2322 | 2.775 | 5.8496 | 7.7727 | 9.3119 | 12.1141 | 12.8933 | 13.9736 | 16.7921 | 18.7425 | 21.7704 | 25.504 | 27.8131 | 32.4328 | 35.6586 | 38.6054
NEM relative change in generation by year
Select region | NEM
|  | As-generated generation (GWh) | 2021-22 | 2022-23 | 2023-24 | 2024-25 | 2025-26 | 2026-27 | 2027-28 | 2028-29 | 2029-30 | 2030-31 | 2031-32 | 2032-33 | 2033-34 | 2034-35 | 2035-36 | 2036-37 | 2037-38 | 2038-39 | 2039-40 | 2040-41 | 2041-42
|  | Black Coal | 0 | -5500.2833 | -4576.0166 | -6369.1574 | -6570.793 | -7160.4094 | -4890.2673 | -6996.19 | -24042.4642 | -22896.4939 | -23888.9002 | -21526.3925 | -20068.4191 | -21742.8979 | -20717.2293 | -20984.8414 | -20133.7472 | -19305.3881 | -20704.3905 | -21644.3705 | -27390.1354
|  | Brown Coal | 0 | 3688.3115 | 3556.5341 | 150.3807 | -1426.098 | -2804.9457 | 1249.1589 | -4016.5852 | -5330.8141 | -3098.2761 | -7678.8121 | -6675.6356 | -6328.9538 | -7432.1483 | -7621.9049 | -8013.938 | -6257.5397 | -7646.8676 | -6227.9727 | -5422.7661 | -7750.6728
|  | CCGT | 0 | -15.5372 | -147.6731 | -131.3773 | -310.8645 | -380.1039 | -263.4922 | -243.9336 | -343.6612 | -315.31 | -470.4787 | -350.6666 | -259.9535 | -138.8002 | -1072.4907 | -981.1776 | 2050.8265 | -1528.891 | -1665.6443 | 807.9961 | 2887.7106
|  | Peaking Gas+Liquids | 0 | -5.9395 | 50.0661 | 76.5257 | 63.1369 | 30.9713 | 46.9941 | 92.2754 | 53.8087 | 40.4992 | 47.7033 | 107.745 | 82.3416 | 123.187 | 181.4597 | 204.9554 | 2058.2948 | 766.4833 | 722.1484 | 1726.9411 | 2490.2634
|  | Hydro | 0 | -2567.2718 | -2796.867 | -140.2128 | -2307.5561 | -1101.1878 | -6605.527 | 657.8722 | -265.6721 | -3814.81 | -1597.4064 | -3025.9639 | -3351.6965 | -729.7144 | -2592.1975 | -892.4691 | -7187.8343 | 487.013 | -1079.0676 | -4491.0443 | -1391.5995
|  | Dispatchable Storage | 0 | 49.737 | 16.9214 | 15.4489 | 114.3636 | 148.2962 | 118.8116 | 75.2606 | 345.651 | 582.7115 | 856.8167 | 1832.0444 | 2122.9415 | 1601.8684 | 3851.1462 | 4159.2347 | 4273.1858 | 4536.715 | 4980.3231 | 4369.3315 | 4727.2109
|  | Behind the Meter Storage | 0 | 22.6341 | 45.9855 | 89.5499 | 142.7678 | 195.9012 | 236.2513 | 263.7922 | 310.9175 | 355.9503 | 403.2463 | 446.6942 | 475.4857 | 499.1322 | 507.7551 | 526.0764 | 535.9617 | 550.9665 | 572.4899 | 599.839 | 615.6826
|  | Wind | 0 | 1139.4045 | 1289.7814 | 1805.342 | 4200.395 | 4291.4343 | 3275.081 | 4330.4859 | 5382.0202 | 5336.4244 | 7790.1767 | 4904.3241 | 4281.2279 | 4911.0159 | 6439.746 | 5791.3682 | 3002.6693 | 3683.8059 | 5177.0077 | 5759.0953 | 7820.5574
|  | Solar | 0 | 2609.5231 | 2195.9284 | 2517.5262 | 3181.9904 | 3616.5819 | 3874.6154 | 1913.0158 | 3038.1819 | 3268.8976 | 3566.9386 | 5155.7833 | 4550.1614 | 4283.7903 | 6055.5701 | 6553.7328 | 9508.8768 | 6953.6099 | 8096.0077 | 8357.8591 | 8828.4696
|  | Distributed PV | 0 | 175.4427 | 409.4326 | 769.2373 | 1174.0293 | 1589.9911 | 2049.3158 | 2466.0939 | 2878.1103 | 3336.5263 | 4030.5391 | 4842.6681 | 5669.9056 | 6435.402 | 7237.7947 | 7957.8449 | 8585.9508 | 9253.4239 | 9958.9389 | 10751.3744 | 11667.8981
|  | DSP | 0 | 0 | 0 | 0.097793 | 0 | 0 | 0 | 0.093839 | 0.034086 | 0 | 0 | 0.67387 | 0.28975 | 0.29405 | 1.2141 | 0.67411 | 0.90616 | 1.2226 | 1.3778 | 0 | 1.147

## Summary_2
Case 2 Summary - Slow Change (DP6)
Notes
1. The discount rate used for calculation is 7.9%
NEM discounted total system costs by year
Select region | NEM
|  | Real June 2019 dollars ($m) | NPV | Early works (NPV) | 2021-22 | 2022-23 | 2023-24 | 2024-25 | 2025-26 | 2026-27 | 2027-28 | 2028-29 | 2029-30 | 2030-31 | 2031-32 | 2032-33 | 2033-34 | 2034-35 | 2035-36 | 2036-37 | 2037-38 | 2038-39 | 2039-40 | 2040-41 | 2041-42
|  | Capex | 4886.5864 |  | 0 | 283.947 | 283.947 | 331.1838 | 397.5621 | 463.8653 | 529.8182 | 595.8681 | 660.9902 | 660.9902 | 660.9902 | 674.1869 | 674.1869 | 692.6977 | 770.0764 | 859.9285 | 1159.3723 | 1198.438 | 1237.0182 | 1472.7477 | 1710.6257
|  | FOM | 28549.7042 |  | 3663.363 | 2906.715 | 2832.8106 | 4529.7709 | 3440.2439 | 4044.3473 | 3763.1126 | 2882.3953 | 2766.3615 | 3349.0558 | 4542.7784 | 2431.9619 | 2411.7546 | 2411.5947 | 4135.4371 | 3017.2098 | 3601.8213 | 2294.355 | 2252.9949 | 2913.8214 | 2291.3485
|  | Fuel | 17288.0038 |  | 2302.993 | 2200.3345 | 2299.497 | 2088.9182 | 2041.2393 | 1998.8403 | 2189.4865 | 2078.7389 | 1655.2855 | 1759.9847 | 1701.5475 | 1761.2385 | 1821.2522 | 1772.4221 | 1779.2878 | 1728.9897 | 2028.7216 | 1765.0224 | 1803.1613 | 1896.984 | 1646.917
|  | VOM | 5853.9433 |  | 735.8142 | 713.1741 | 714.5222 | 714.8026 | 695.7592 | 698.1111 | 679.3776 | 705.9882 | 622.8425 | 611.4969 | 614.3361 | 612.9865 | 617.1469 | 628.0946 | 643.8689 | 640.5153 | 644.9097 | 655.7449 | 659.7931 | 648.4274 | 631.4403
|  | REZ | 2.9071 |  | 0 | 0.5418 | 0.5418 | 0.5418 | 0.5418 | 0.5418 | 0.5418 | 0.5418 | 0.5418 | 0.5418 | 0.5418 | 0 | 0 | 0 | 0 | 0 | 0 | 0 | 0 | 0 | 0
|  | DSP+USE | 12.011 |  | 0 | 0 | 0 | 0 | 0 | 0 | 0 | 0 | 0 | 0 | 0 | 0 | 0 | 0 | 24.2118 | 2.0102 | 4.0608 | 0 | 0 | 4.8052 | 17.1982
|  | Rehab | 839.8943 |  | 0 | 112.9713 | 267.5958 | 0 | 0 | 0 | 0 | 164.6313 | 272.4474 | 74.8811 | 60.9558 | 539.8092 | 24.165 | 5.3489 | 297.9563 | 3.2906 | 87.1178 | 9.9341 | 110.7547 | 12.9978 | 0.5275
|  | Interconnectors | 3422.6383 | 122.8442 | 0 | 29.7839 | 29.7839 | 195.5849 | 386.2744 | 386.2744 | 386.2744 | 386.2744 | 386.2744 | 386.2744 | 386.2744 | 578.326 | 578.326 | 578.326 | 839.389 | 839.389 | 839.389 | 839.389 | 839.389 | 839.389 | 839.389
|  | NPV and annual costs | 60855.6882 | 122.8442 | 6702.1702 | 6247.4677 | 6428.6983 | 7860.8022 | 6961.6206 | 7591.9801 | 7548.6111 | 6814.438 | 6364.7432 | 6843.2248 | 7967.424 | 6598.509 | 6126.8317 | 6088.4839 | 8490.2273 | 7091.3332 | 8365.3925 | 6762.8835 | 6903.1113 | 7789.1724 | 7137.4461
*Net present value as at 1 July 2019
Note 1 : DSP may include unserved energy below the current reliability standard
Note 2: Early works (NPV) represents the net present value of the cost of early works on interconnectors, as detailed in the 2020 ISP report
NEM capacity by year
Select region | NEM
|  | Capacity (MW) | 2021-22 | 2022-23 | 2023-24 | 2024-25 | 2025-26 | 2026-27 | 2027-28 | 2028-29 | 2029-30 | 2030-31 | 2031-32 | 2032-33 | 2033-34 | 2034-35 | 2035-36 | 2036-37 | 2037-38 | 2038-39 | 2039-40 | 2040-41 | 2041-42
|  | Black Coal | 18336 | 17861 | 16386 | 16386 | 16386 | 16386 | 16386 | 15686 | 14366 | 14366 | 14366 | 11486 | 11486 | 11486 | 10366 | 10366 | 10366 | 10366 | 10366 | 10366 | 10366
|  | Brown Coal | 4820 | 4820 | 4820 | 4820 | 4820 | 4820 | 4820 | 4820 | 4470 | 4120 | 3745 | 3370 | 3370 | 3370 | 3370 | 3370 | 3370 | 3370 | 3370 | 3370 | 3370
|  | CCGT | 4285.9 | 4045.9 | 3865.9 | 3865.9 | 3865.9 | 3865.9 | 3865.9 | 3480.9 | 3480.9 | 3480.9 | 3480.9 | 3480.9 | 3480.9 | 3480.9 | 2680.9 | 2680.9 | 2151.9 | 2151.9 | 1508.5 | 1508.5 | 1508.5
|  | Peaking Gas+Liquids | 6812.873 | 6812.873 | 6812.873 | 6812.873 | 6812.873 | 6812.873 | 6812.873 | 6812.873 | 6812.873 | 6430.373 | 6430.373 | 6196.033 | 5734.033 | 5617.033 | 5487.033 | 5533.6767 | 5606.1724 | 5606.1724 | 5166.1724 | 5046.1724 | 5361.1992
|  | Hydro | 6906.5 | 6906.5 | 6906.5 | 6906.5 | 6906.5 | 6906.5 | 6906.5 | 6906.5 | 6906.5 | 6906.5 | 6906.5 | 6906.5 | 6906.5 | 6906.5 | 6906.5 | 6906.5 | 6820.1 | 6820.1 | 6820.1 | 6820.1 | 6820.1
|  | Dispatchable Storage | 1223.7906 | 1231.3997 | 1220.2505 | 3250.2038 | 3241.1682 | 3233.0451 | 3225.7371 | 3219.1614 | 3213.2384 | 3177.9136 | 3183.2156 | 3434.9765 | 3392.799 | 3602.9803 | 4016.377 | 4270.0463 | 5472.9186 | 5995.5315 | 6011.0076 | 6020.7204 | 8474.057
|  | Behind the Meter Storage | 288.8448 | 324.0954 | 358.6582 | 435.224 | 517.0988 | 572.2576 | 616.6927 | 650.4679 | 748.1813 | 777.6685 | 862.2066 | 909.7018 | 957.1464 | 984.5786 | 1004.7686 | 1004.7577 | 1014.1258 | 1045.7565 | 1097.1276 | 1109.4674 | 1121.5293
|  | Wind | 9005.458 | 10092.658 | 10092.658 | 10232.458 | 10552.458 | 10872.458 | 11192.458 | 11512.458 | 11741.708 | 11695.708 | 11695.708 | 11695.708 | 11417.008 | 11417.008 | 11408.5714 | 11107.2714 | 11033.128 | 10424.128 | 9905.428 | 10010.2082 | 9961.9082
|  | Solar | 5151.711 | 5941.711 | 5941.711 | 6141.711 | 6241.711 | 6341.711 | 6441.711 | 6541.711 | 6641.711 | 6641.711 | 6641.711 | 6641.711 | 6641.711 | 6641.711 | 6588.4352 | 7229.4028 | 8537.2275 | 8386.9275 | 8855.0598 | 10245.411 | 10430.411
|  | Distributed PV | 9148.7771 | 9281.6281 | 9419.0274 | 9648.8783 | 9886.076 | 10115.3167 | 10359.5872 | 10598.6715 | 10837.0637 | 11119.3671 | 11675.8304 | 12210.1901 | 12788.2263 | 13210.2448 | 13788.4128 | 14167.0091 | 14605.2364 | 15020.0172 | 15460.3776 | 16089.1305 | 16720.1873
|  | Dispatchable Capacity | 42827.135 | 42121.644 | 40455.4863 | 42486.4428 | 42476.06 | 42469.0603 | 42462.295 | 41373.794 | 39699.7941 | 38933.5085 | 38566.6126 | 35329.8128 | 34826.7155 | 34922.7153 | 33288.0626 | 33591.4034 | 34255.1049 | 34780.0271 | 33716.7228 | 33609.6614 | 36380.9716
|  | DSP | 442.0713 | 443.9712 | 443.9629 | 444.966 | 443.6187 | 444.7422 | 445.285 | 448.3596 | 450.2827 | 451.8219 | 454.6241 | 455.4033 | 456.4836 | 459.3021 | 461.2525 | 464.2804 | 468.014 | 470.3231 | 474.9428 | 478.1686 | 481.1154
NEM generation by year
Select region | NEM
|  | As-generated generation (GWh) | 2021-22 | 2022-23 | 2023-24 | 2024-25 | 2025-26 | 2026-27 | 2027-28 | 2028-29 | 2029-30 | 2030-31 | 2031-32 | 2032-33 | 2033-34 | 2034-35 | 2035-36 | 2036-37 | 2037-38 | 2038-39 | 2039-40 | 2040-41 | 2041-42
|  | Black Coal | 94198.9475 | 88015.6113 | 88950.4096 | 84382.4831 | 83570.4937 | 82290.1817 | 86647.6588 | 82725.2086 | 65832.237 | 69560.2868 | 67507.1442 | 72750.9527 | 74569.0877 | 72235.5239 | 71003.6256 | 69432.1616 | 71920.7586 | 71891.8115 | 73268.7104 | 71527.2131 | 67895.4748
|  | Brown Coal | 28253.1141 | 32545.7618 | 32305.5555 | 32137.4192 | 30864.7541 | 29358.1941 | 32258.9451 | 27951.4323 | 27194.4494 | 26856.3566 | 22254.8861 | 22839.852 | 22931.6261 | 22382.0852 | 24606.4529 | 24315.8363 | 24301.5539 | 24687.1572 | 24614.4334 | 24181.5936 | 23935.3799
|  | CCGT | 3105.1642 | 3089.6192 | 2957.4818 | 1926.3776 | 1929.6902 | 1923.8167 | 1929.1181 | 1875.1131 | 1876.3246 | 1875.0012 | 1885.1599 | 1876.6306 | 1876.5905 | 1877.2205 | 1937.8709 | 1818.0557 | 4712.5475 | 1475.5961 | 1658.583 | 3196.2744 | 1307.649
|  | Peaking Gas+Liquids | 80.5466 | 74.1102 | 127.7203 | 29.8755 | 12.2002 | 3.1533 | 2.8439 | 22.6767 | 8.206 | 5.3956 | 18.1766 | 12.0295 | 13.1912 | 34.2391 | 81.4364 | 78.5352 | 797.8759 | 180.2417 | 194.899 | 709.3436 | 108.096
|  | Hydro | 15598.1508 | 13033.877 | 12839.1668 | 15820.217 | 13582.7404 | 15370.0527 | 8999.1865 | 17019.3729 | 15453.4246 | 11931.5277 | 14943.429 | 12752.1743 | 12514.8026 | 15295.0054 | 14124.9065 | 15942.9569 | 9644.3199 | 16949.2984 | 15824.9588 | 12406.2048 | 15524.8799
|  | Dispatchable Storage | 118.7283 | 171.1581 | 132.6544 | 220.0767 | 719.5937 | 1049.8004 | 853.3209 | 633.9462 | 852.3361 | 921.4256 | 1089.4758 | 2967.6406 | 3328.6705 | 2584.2222 | 4529.956 | 4821.5016 | 5230.7318 | 5425.9722 | 5592.3689 | 5675.8148 | 7040.3971
|  | Behind the Meter Storage | 206.5749 | 229.209 | 252.5604 | 296.1248 | 349.3427 | 402.4761 | 442.8262 | 470.3671 | 517.4924 | 562.5252 | 609.8212 | 653.2691 | 682.0606 | 705.7071 | 714.33 | 732.6513 | 742.5366 | 757.5414 | 779.0648 | 806.4139 | 822.2575
|  | Wind | 29015.8764 | 30279.0295 | 30434.3241 | 31578.644 | 34326.0484 | 34693.3767 | 33582.4985 | 34815.2459 | 35788.3621 | 35519.0888 | 38199.0875 | 34795.2308 | 34055.3959 | 34813.7055 | 37181.418 | 35895.9952 | 34885.3999 | 33668.0105 | 32747.5552 | 33072.6287 | 35334.6623
|  | Solar | 12774.5275 | 15384.0507 | 14970.4559 | 15356.9771 | 16044.6709 | 16503.9721 | 16790.213 | 14822.6718 | 15941.5927 | 16176.9954 | 16479.5854 | 17217.8276 | 16622.5509 | 16386.4222 | 17009.961 | 18794.006 | 22487.2057 | 19668.9331 | 21812.3203 | 25750.7763 | 26850.5142
|  | Distributed PV | 12935.1455 | 13110.5883 | 13344.5782 | 13704.3828 | 14109.1749 | 14525.1367 | 14984.4613 | 15401.2395 | 15813.2558 | 16271.6719 | 16965.6847 | 17777.8137 | 18605.0512 | 19370.5476 | 20172.9402 | 20892.9904 | 21521.0964 | 22188.5694 | 22894.0845 | 23686.5199 | 24603.0436
Load (GWh)
|  | Dispatchable Storage Load | -143.9593 | -231.0013 | -171.6685 | -360.6871 | -947.9679 | -1396.8228 | -1117.9197 | -826.0668 | -1215.8075 | -1361.8466 | -1689.4283 | -4128.9348 | -4556.9664 | -3619.9135 | -7181.2577 | -7104.7982 | -8536.7791 | -8152.1647 | -8954.2607 | -9150.2037 | -10357.659
|  | Behind the Meter Storage Load | -242.9136 | -269.5124 | -296.8759 | -348.2669 | -410.7459 | -473.1998 | -520.6839 | -552.944 | -608.54 | -661.3544 | -717.0813 | -768.1235 | -801.7039 | -829.9697 | -839.8799 | -861.3489 | -873.0911 | -890.5756 | -916.2081 | -948.0822 | -966.9127
|  | DSP | 0 | 0 | 0 | 0.097793 | 0 | 0 | 0 | 0.093839 | 0.034086 | 0 | 0 | 0.67387 | 0.28975 | 0.29405 | 1.2141 | 0.67411 | 0.90616 | 1.2226 | 1.3778 | 0 | 1.147
NEM generation by technology type
Select region | NEM
|  | As-generated generation (GWh) | 2021-22: 2021-22; 2022-23: 2031-32; 2023-24: 2041-42
|  | Black Coal | 2021-22: 94198.9475; 2022-23: 67507.1442; 2023-24: 67895.4748
|  | Brown Coal | 2021-22: 28253.1141; 2022-23: 22254.8861; 2023-24: 23935.3799
|  | CCGT | 2021-22: 3105.1642; 2022-23: 1885.1599; 2023-24: 1307.649
|  | Peaking Gas+Liquids | 2021-22: 80.5466; 2022-23: 18.1766; 2023-24: 108.096
|  | Hydro | 2021-22: 15598.1508; 2022-23: 14943.429; 2023-24: 15524.8799
|  | Dispatchable Storage | 2021-22: 118.7283; 2022-23: 1089.4758; 2023-24: 7040.3971
|  | Behind the Meter Storage | 2021-22: 206.5749; 2022-23: 609.8212; 2023-24: 822.2575
|  | Wind | 2021-22: 29015.8764; 2022-23: 38199.0875; 2023-24: 35334.6623
|  | Solar | 2021-22: 12774.5275; 2022-23: 16479.5854; 2023-24: 26850.5142
|  | Distributed PV | 2021-22: 12935.1455; 2022-23: 16965.6847; 2023-24: 24603.0436
Load (GWh)
|  | Dispatchable Storage Load | 2021-22: -143.9593; 2022-23: -1689.4283; 2023-24: -10357.659
|  | Behind the Meter Storage Load | 2021-22: -242.9136; 2022-23: -717.0813; 2023-24: -966.9127
|  | DSP | 2021-22: 0; 2022-23: 0; 2023-24: 1.147
NEM storage capacity by year
Select region | NEM
|  | Capacity (MW) | 2021-22 | 2022-23 | 2023-24 | 2024-25 | 2025-26 | 2026-27 | 2027-28 | 2028-29 | 2029-30 | 2030-31 | 2031-32 | 2032-33 | 2033-34 | 2034-35 | 2035-36 | 2036-37 | 2037-38 | 2038-39 | 2039-40 | 2040-41 | 2041-42
|  | Shallow Storage | 413.7906 | 401.3997 | 390.2505 | 380.2038 | 371.1682 | 363.0451 | 355.7371 | 349.1614 | 343.2384 | 307.9136 | 313.2156 | 564.9765 | 522.799 | 732.9803 | 744.8982 | 754.7485 | 1957.6207 | 2480.2337 | 2495.7098 | 2505.4225 | 4958.7591
|  | Medium Storage | 810 | 830 | 830 | 830 | 830 | 830 | 830 | 830 | 830 | 830 | 830 | 830 | 830 | 830 | 1231.4788 | 1475.2979 | 1475.2979 | 1475.2979 | 1475.2979 | 1475.2979 | 1475.2979
|  | Deep Storage | 0 | 0 | 0 | 2040 | 2040 | 2040 | 2040 | 2040 | 2040 | 2040 | 2040 | 2040 | 2040 | 2040 | 2040 | 2040 | 2040 | 2040 | 2040 | 2040 | 2040
|  | Behind the Meter Storage | 288.8448 | 324.0954 | 358.6582 | 435.224 | 517.0988 | 572.2576 | 616.6927 | 650.4679 | 748.1813 | 777.6685 | 862.2066 | 909.7018 | 957.1464 | 984.5786 | 1004.7686 | 1004.7577 | 1014.1258 | 1045.7565 | 1097.1276 | 1109.4674 | 1121.5293
NEM storage generation by year
Select region | NEM
|  | As-generated generation (GWh) | 2021-22 | 2022-23 | 2023-24 | 2024-25 | 2025-26 | 2026-27 | 2027-28 | 2028-29 | 2029-30 | 2030-31 | 2031-32 | 2032-33 | 2033-34 | 2034-35 | 2035-36 | 2036-37 | 2037-38 | 2038-39 | 2039-40 | 2040-41 | 2041-42
|  | Shallow Storage | 112.3798 | 153.6255 | 116.3644 | 116.6711 | 128.4537 | 122.1143 | 115.7093 | 97.1378 | 95.2702 | 99.3344 | 111.0115 | 253.6669 | 249.7674 | 373.0187 | 399.1859 | 417.6262 | 1008.6762 | 1281.2967 | 1294.4676 | 1304.0733 | 2527.9307
|  | Medium Storage | 6.3485 | 17.5326 | 16.29 | 50.7709 | 19.5976 | 25.1003 | 21.1355 | 32.7935 | 57.8176 | 74.808 | 134.5501 | 94.78 | 99.153 | 118.0189 | 814.1048 | 1003.0117 | 1391.2014 | 1007.2141 | 1185.9613 | 1414.1719 | 1118.5426
|  | Deep Storage | 0 | 0 | 0 | 52.6347 | 571.5424 | 902.5858 | 716.4761 | 504.0149 | 699.2483 | 747.2831 | 843.9142 | 2619.1937 | 2979.7502 | 2093.1847 | 3316.6653 | 3400.8638 | 2830.8542 | 3137.4615 | 3111.94 | 2957.5697 | 3393.9238
|  | Behind the Meter Storage | 206.5749 | 229.209 | 252.5604 | 296.1248 | 349.3427 | 402.4761 | 442.8262 | 470.3671 | 517.4924 | 562.5252 | 609.8212 | 653.2691 | 682.0606 | 705.7071 | 714.33 | 732.6513 | 742.5366 | 757.5414 | 779.0648 | 806.4139 | 822.2575
NEM dispatchable capacity built by year vs cumulative coal retirements
Select region | NEM
|  | Capacity Built (MW) | 2021-22 | 2022-23 | 2023-24 | 2024-25 | 2025-26 | 2026-27 | 2027-28 | 2028-29 | 2029-30 | 2030-31 | 2031-32 | 2032-33 | 2033-34 | 2034-35 | 2035-36 | 2036-37 | 2037-38 | 2038-39 | 2039-40 | 2040-41 | 2041-42
|  | CCGT | 0 | 0 | 0 | 0 | 0 | 0 | 0 | 0 | 0 | 0 | 0 | 0 | 0 | 0 | 0 | 0 | 0 | 0 | 0 | 0 | 0
|  | Peaking Gas+Liquids | 0 | 0 | 0 | 0 | 0 | 0 | 0 | 0 | 0 | 0 | 0 | 0 | 0 | 0 | 0 | 46.6437 | 119.1394 | 119.1394 | 119.1394 | 119.1394 | 434.1662
|  | Hydro | 0 | 0 | 0 | 0 | 0 | 0 | 0 | 0 | 0 | 0 | 0 | 0 | 0 | 0 | 0 | 0 | 0 | 0 | 0 | 0 | 0
|  | Shallow Storage | 36.9571 | 24.5662 | 13.4169 | 3.3703 | -5.6653 | -13.7884 | -21.0964 | -27.6721 | -33.5951 | -38.9199 | -33.6179 | 218.143 | 230.9655 | 486.1468 | 498.0647 | 507.915 | 1710.7872 | 2233.4002 | 2248.8763 | 2258.589 | 4711.9256
|  | Medium Storage | 0 | 20 | 20 | 20 | 20 | 20 | 20 | 20 | 20 | 20 | 20 | 20 | 20 | 20 | 421.4788 | 665.2979 | 665.2979 | 665.2979 | 665.2979 | 665.2979 | 665.2979
|  | Deep Storage | 0 | 0 | 0 | 2040 | 2040 | 2040 | 2040 | 2040 | 2040 | 2040 | 2040 | 2040 | 2040 | 2040 | 2040 | 2040 | 2040 | 2040 | 2040 | 2040 | 2040
|  | DSP | -100.4387 | -98.5388 | -98.5471 | -97.544 | -98.8913 | -97.7678 | -97.225 | -94.1504 | -92.2273 | -90.6881 | -87.8859 | -87.1067 | -86.0264 | -83.2079 | -81.2575 | -78.2296 | -74.496 | -72.1869 | -67.5672 | -64.3414 | -61.3946
|  | New Interconnectors | 0 | 270 | 270 | 1170 | 1170 | 1170 | 1170 | 1170 | 1170 | 1170 | 1170 | 1992.5 | 1992.5 | 1992.5 | 5312.5 | 5312.5 | 5312.5 | 5312.5 | 5312.5 | 5312.5 | 5312.5
|  | Retired Coal | 0 | 475 | 1950 | 1950 | 1950 | 1950 | 1950 | 2650 | 4320 | 4670 | 5045 | 8300 | 8300 | 8300 | 9420 | 9420 | 9420 | 9420 | 9420 | 9420 | 9420
|  | Retired Dispatchable | 0 | 740 | 2420 | 2420 | 2420 | 2420 | 2420 | 3505 | 5175 | 5937.5 | 6312.5 | 9801.84 | 10318.84 | 10480.84 | 12530.84 | 12530.84 | 13146.24 | 13146.24 | 14229.64 | 14349.64 | 14349.64
Note: Capacity built in 2021-22 includes all capacity built since 2019-20
Emissions trajectory
|  | Emissions (Mt CO2-e) | Total | 2021-22 | 2022-23 | 2023-24 | 2024-25 | 2025-26 | 2026-27 | 2027-28 | 2028-29 | 2029-30 | 2030-31 | 2031-32 | 2032-33 | 2033-34 | 2034-35 | 2035-36 | 2036-37 | 2037-38 | 2038-39 | 2039-40 | 2040-41 | 2041-42
|  | Slow Change (DP6) | 2130.133 | 121.3085 | 120.9302 | 120.8355 | 115.6994 | 113.4154 | 110.5067 | 117.9449 | 108.9375 | 92.3455 | 95.0575 | 87.471 | 92.4883 | 94.2389 | 91.5016 | 92.4652 | 90.6826 | 94.6487 | 93.1947 | 94.4224 | 93.3639 | 88.6747
NEM relative change in capacity by year
Select region | NEM
|  | Capacity (MW) | 2021-22 | 2022-23 | 2023-24 | 2024-25 | 2025-26 | 2026-27 | 2027-28 | 2028-29 | 2029-30 | 2030-31 | 2031-32 | 2032-33 | 2033-34 | 2034-35 | 2035-36 | 2036-37 | 2037-38 | 2038-39 | 2039-40 | 2040-41 | 2041-42
|  | Black Coal | 0 | -475 | -1950 | -1950 | -1950 | -1950 | -1950 | -2650 | -3970 | -3970 | -3970 | -6850 | -6850 | -6850 | -7970 | -7970 | -7970 | -7970 | -7970 | -7970 | -7970
|  | Brown Coal | 0 | 0 | 0 | 0 | 0 | 0 | 0 | 0 | -350 | -700 | -1075 | -1450 | -1450 | -1450 | -1450 | -1450 | -1450 | -1450 | -1450 | -1450 | -1450
|  | CCGT | 0 | -240 | -420 | -420 | -420 | -420 | -420 | -805 | -805 | -805 | -805 | -805 | -805 | -805 | -1605 | -1605 | -2134 | -2134 | -2777.4 | -2777.4 | -2777.4
|  | Peaking Gas+Liquids | 0 | 0 | 0 | 0 | 0 | 0 | 0 | 0 | 0 | -382.5 | -382.5 | -616.84 | -1078.84 | -1195.84 | -1325.84 | -1279.1963 | -1206.7006 | -1206.7006 | -1646.7006 | -1766.7006 | -1451.6738
|  | Hydro | 0 | 0 | 0 | 0 | 0 | 0 | 0 | 0 | 0 | 0 | 0 | 0 | 0 | 0 | 0 | 0 | -86.4 | -86.4 | -86.4 | -86.4 | -86.4
|  | Dispatchable Storage | 8.9567 | 16.5658 | 5.4165 | 2035.3698 | 2026.3343 | 2018.2112 | 2010.9031 | 2004.3274 | 1998.4044 | 1963.0796 | 1968.3816 | 2220.1426 | 2177.965 | 2388.1463 | 2801.5431 | 3055.2124 | 4258.0846 | 4780.6976 | 4796.1737 | 4805.8864 | 7259.223
|  | Behind the Meter Storage | 20.8989 | 56.1495 | 90.7123 | 167.2781 | 249.1528 | 304.3117 | 348.7468 | 382.522 | 480.2354 | 509.7225 | 594.2607 | 641.7559 | 689.2005 | 716.6327 | 736.8226 | 736.8118 | 746.1799 | 777.8106 | 829.1816 | 841.5215 | 853.5834
|  | Wind | 0 | 1087.2 | 1087.2 | 1227 | 1547 | 1867 | 2187 | 2507 | 2736.25 | 2690.25 | 2690.25 | 2690.25 | 2411.55 | 2411.55 | 2403.1134 | 2101.8134 | 2027.67 | 1418.67 | 899.97 | 1004.7502 | 956.4502
|  | Solar | 0 | 790 | 790 | 990 | 1090 | 1190 | 1290 | 1390 | 1490 | 1490 | 1490 | 1490 | 1490 | 1490 | 1436.7242 | 2077.6918 | 3385.5165 | 3235.2165 | 3703.3488 | 5093.7 | 5278.7
|  | Distributed PV | 113.6378 | 246.4887 | 383.8881 | 613.739 | 850.9367 | 1080.1774 | 1324.4478 | 1563.5322 | 1801.9244 | 2084.2278 | 2640.6911 | 3175.0508 | 3753.087 | 4175.1055 | 4753.2734 | 5131.8698 | 5570.0971 | 5984.8779 | 6425.2383 | 7053.9912 | 7685.048
|  | Dispatchable Capacity | 8.518 | -696.973 | -2363.1306 | -332.1742 | -342.557 | -349.5567 | -356.3219 | -1444.8229 | -3118.8229 | -3885.1085 | -4252.0043 | -7488.8042 | -7991.9014 | -7895.9016 | -9530.5544 | -9227.2135 | -8563.512 | -8038.5899 | -9101.8941 | -9208.9556 | -6437.6454
|  | DSP | -0.43866 | 1.4612 | 1.4529 | 2.456 | 1.1087 | 2.2322 | 2.775 | 5.8496 | 7.7727 | 9.3119 | 12.1141 | 12.8933 | 13.9736 | 16.7921 | 18.7425 | 21.7704 | 25.504 | 27.8131 | 32.4328 | 35.6586 | 38.6054
NEM relative change in generation by year
Select region | NEM
|  | As-generated generation (GWh) | 2021-22 | 2022-23 | 2023-24 | 2024-25 | 2025-26 | 2026-27 | 2027-28 | 2028-29 | 2029-30 | 2030-31 | 2031-32 | 2032-33 | 2033-34 | 2034-35 | 2035-36 | 2036-37 | 2037-38 | 2038-39 | 2039-40 | 2040-41 | 2041-42
|  | Black Coal | 0 | -6183.3362 | -5248.5379 | -9816.4644 | -10628.4538 | -11908.7658 | -7551.2887 | -11473.7389 | -28366.7105 | -24638.6607 | -26691.8033 | -21447.9948 | -19629.8598 | -21963.4236 | -23195.3219 | -24766.7858 | -22278.1889 | -22307.136 | -20930.2371 | -22671.7344 | -26303.4727
|  | Brown Coal | 0 | 4292.6476 | 4052.4413 | 3884.305 | 2611.6399 | 1105.08 | 4005.8309 | -301.6819 | -1058.6648 | -1396.7575 | -5998.228 | -5413.2621 | -5321.488 | -5871.029 | -3646.6612 | -3937.2779 | -3951.5603 | -3565.9569 | -3638.6808 | -4071.5206 | -4317.7342
|  | CCGT | 0 | -15.545 | -147.6824 | -1178.7866 | -1175.474 | -1181.3474 | -1176.0461 | -1230.0511 | -1228.8396 | -1230.163 | -1220.0043 | -1228.5336 | -1228.5737 | -1227.9437 | -1167.2933 | -1287.1085 | 1607.3833 | -1629.5681 | -1446.5812 | 91.1102 | -1797.5152
|  | Peaking Gas+Liquids | 0 | -6.4364 | 47.1737 | -50.6712 | -68.3464 | -77.3933 | -77.7027 | -57.8699 | -72.3406 | -75.151 | -62.37 | -68.5171 | -67.3554 | -46.3075 | 0.88982 | -2.0114 | 717.3293 | 99.6951 | 114.3524 | 628.797 | 27.5494
|  | Hydro | 0 | -2564.2739 | -2758.984 | 222.0662 | -2015.4104 | -228.0982 | -6598.9643 | 1421.2221 | -144.7262 | -3666.6232 | -654.7219 | -2845.9766 | -3083.3482 | -303.1455 | -1473.2443 | 344.806 | -5953.8309 | 1351.1476 | 226.808 | -3191.946 | -73.271
|  | Dispatchable Storage | 0 | 52.4298 | 13.9261 | 101.3483 | 600.8654 | 931.0721 | 734.5926 | 515.2178 | 733.6078 | 802.6973 | 970.7475 | 2848.9123 | 3209.9422 | 2465.4939 | 4411.2277 | 4702.7733 | 5112.0035 | 5307.2439 | 5473.6406 | 5557.0865 | 6921.6687
|  | Behind the Meter Storage | 0 | 22.6341 | 45.9855 | 89.5499 | 142.7678 | 195.9012 | 236.2513 | 263.7922 | 310.9175 | 355.9503 | 403.2463 | 446.6942 | 475.4857 | 499.1322 | 507.7551 | 526.0764 | 535.9617 | 550.9665 | 572.4899 | 599.839 | 615.6826
|  | Wind | 0 | 1263.1531 | 1418.4477 | 2562.7676 | 5310.172 | 5677.5003 | 4566.6221 | 5799.3695 | 6772.4857 | 6503.2124 | 9183.2111 | 5779.3545 | 5039.5195 | 5797.8291 | 8165.5416 | 6880.1188 | 5869.5235 | 4652.1341 | 3731.6788 | 4056.7523 | 6318.7859
|  | Solar | 0 | 2609.5231 | 2195.9284 | 2582.4496 | 3270.1434 | 3729.4446 | 4015.6854 | 2048.1443 | 3167.0652 | 3402.4678 | 3705.0579 | 4443.3 | 3848.0234 | 3611.8947 | 4235.4335 | 6019.4784 | 9712.6782 | 6894.4055 | 9037.7928 | 12976.2487 | 14075.9867
|  | Distributed PV | 0 | 175.4427 | 409.4326 | 769.2373 | 1174.0293 | 1589.9911 | 2049.3158 | 2466.0939 | 2878.1103 | 3336.5263 | 4030.5391 | 4842.6681 | 5669.9056 | 6435.402 | 7237.7947 | 7957.8449 | 8585.9508 | 9253.4239 | 9958.9389 | 10751.3744 | 11667.8981
|  | DSP | 0 | 0 | 0 | 0.097793 | 0 | 0 | 0 | 0.093839 | 0.034086 | 0 | 0 | 0.67387 | 0.28975 | 0.29405 | 1.2141 | 0.67411 | 0.90616 | 1.2226 | 1.3778 | 0 | 1.147

## Comparison 1 vs 2
Comparison - Slow Change (Counterfactual) vs. Slow Change (DP6)
Notes
1. The discount rate used for calculation is 7.9%
2. The top-most chart showing the difference in annual net market benefits presents Case 2 minus Case 1. A positive value indicates the net benefits of Case 2, while a negative value indicates the net benefits of Case 1
3. All other charts present Case 1 minus Case 2
Case 1 | Slow Change (Counterfactual)
Case 2 | Slow Change (DP6)
NEM difference in annual net market benefits
Select region | NEM
|  | Real June 2019 dollars ($m) | NPV | Early works (NPV) | 2021-22 | 2022-23 | 2023-24 | 2024-25 | 2025-26 | 2026-27 | 2027-28 | 2028-29 | 2029-30 | 2030-31 | 2031-32 | 2032-33 | 2033-34 | 2034-35 | 2035-36 | 2036-37 | 2037-38 | 2038-39 | 2039-40 | 2040-41 | 2041-42
|  | Capex | 861.2484 |  | 0 | 0 | 0 | -0.55044 | -0.83607 | -1.1027 | 1.0306 | 1.1004 | 1.6484 | 18.2281 | 48.515 | 276.7267 | 309.159 | 356.8962 | 464.7643 | 388.4245 | 251.1448 | 286.4096 | 483.6586 | 308.2472 | 180.8511
|  | FOM | 981.6997 |  | 6.7377 | -1.3188e-11 | -3.638e-11 | -0.21214 | -0.35257 | -0.7273 | -0.42967 | -0.36932 | -0.042624 | 1.7044 | 4.9259 | 405.5821 | 73.0669 | 75.7902 | 349.7914 | 123.4956 | 816.9471 | 1147.1287 | 545.9192 | 503.3022 | 76.8268
|  | Fuel | 1069.6632 |  | -8.6246 | 10.9318 | 12.3168 | 146.3264 | 155.2825 | 173.2258 | 136.3635 | 177.0264 | 145.3691 | 113.7296 | 128.1283 | 147.7732 | 145.9813 | 163.0449 | 134.6503 | 173.6818 | 268.9214 | 179.919 | 103.7423 | 228.75 | 460.7256
|  | VOM | -32.568 |  | -0.2243 | -0.31012 | -0.084828 | -1.0327 | -0.8886 | -3.2787 | 0.53111 | -0.74783 | -0.80911 | -0.83191 | -5.1963 | -5.6014 | -5.7857 | -5.5669 | -28.4895 | -14.6473 | -18.5756 | -14.3243 | -26.7472 | -6.2213 | 26.6416
|  | REZ | -2.9071 |  | 0 | -0.5418 | -0.5418 | -0.5418 | -0.5418 | -0.5418 | -0.5418 | -0.5418 | -0.5418 | -0.5418 | -0.5418 | 0 | 0 | 0 | 0 | 0 | 0 | 0 | 0 | 0 | 0
|  | DSP+USE | 19.5282 |  | 0 | 0 | 0 | 1.4376 | 0 | 0 | 0 | 6.0443 | 0.50106 | 0 | 0 | 9.9058 | 4.2593 | 4.3225 | -6.3652 | 7.8993 | 9.2597 | 17.9719 | 20.2534 | -4.8052 | -0.337
|  | Rehab | -52.2572 |  | 0 | 0 | 0 | 0 | 0 | 0 | 0 | 0 | 1.6254e-09 | -1.6255e-09 | 0 | -143.3679 | 0 | 0 | -64.9238 | 69.3117 | 2.5307 | -9.6065 | -2.9488 | -2.7708 | 0
|  | Interconnectors | -3263.1912 | -122.8442 | 0 | -9.5345 | -9.5345 | -175.3355 | -366.025 | -366.025 | -366.025 | -366.025 | -366.025 | -366.025 | -366.025 | -558.0766 | -558.0766 | -558.0766 | -819.1396 | -819.1396 | -819.1396 | -819.1396 | -819.1396 | -819.1396 | -819.1396
|  | Net benefits | -418.784 | -122.8442 | -2.1112 | 0.54539 | 2.1557 | -29.9086 | -213.3615 | -198.4497 | -229.0712 | -183.5129 | -219.9 | -233.7366 | -190.1938 | 132.9419 | -31.3959 | 36.4104 | 30.2879 | -70.9741 | 511.0885 | 788.3588 | 304.738 | 207.3625 | -74.4315
*Net present value as at 1 July 2019
Note 1: DSP may include unserved energy below the current reliability standard
Note 2: Early works (NPV) represents the net present value of the cost of early works on interconnectors, as detailed in the 2020 ISP report
NEM difference in capacity by year
Select region | NEM
|  | Capacity (MW) | 2021-22 | 2022-23 | 2023-24 | 2024-25 | 2025-26 | 2026-27 | 2027-28 | 2028-29 | 2029-30 | 2030-31 | 2031-32 | 2032-33 | 2033-34 | 2034-35 | 2035-36 | 2036-37 | 2037-38 | 2038-39 | 2039-40 | 2040-41 | 2041-42
|  | Black Coal | 0 | 0 | 0 | 0 | 0 | 0 | 0 | 0 | 0 | 0 | 0 | 882 | 882 | 882 | 1265.152 | 829.857 | 775.152 | 775.152 | 775.152 | 775.152 | 775.152
|  | Brown Coal | 0 | 0 | 0 | 0 | 0 | 0 | 0 | 0 | -9.9999e-09 | 0 | 0 | 0 | 0 | 0 | 0 | 0 | 0 | 0 | 0 | 0 | 0
|  | CCGT | 0 | 0 | 0 | 0 | 0 | 0 | 0 | 0 | 0 | 0 | 0 | 0 | 0 | 0 | 0 | 0 | 0 | 0 | 0 | 0 | 0
|  | Peaking Gas+Liquids | 0 | 0 | 0 | 0 | 0 | 0 | 0 | 0 | 0 | 0 | 0 | 1022.6284 | 1022.6284 | 1172.7952 | 1728.5647 | 1681.9209 | 2030.5583 | 2346.3575 | 3200.2952 | 3200.2952 | 3838.9656
|  | Hydro | 0 | 0 | 0 | 0 | 0 | 0 | 0 | 0 | 0 | 0 | 0 | 0 | 0 | 0 | 0 | 0 | 0 | 0 | 0 | 0 | 0
|  | Dispatchable Storage | 0 | 0 | 0 | 0 | 0 | 0 | 0 | 0 | 0 | 212.7558 | 603.4453 | 1275.4429 | 1656.782 | 1874.1166 | 2116.0649 | 1872.2458 | 776.1649 | 530.1636 | 917.3328 | 917.3328 | -1489.2263
|  | Behind the Meter Storage | 0 | 0 | 0 | 0 | 0 | 0 | 0 | 0 | 0 | 0 | 0 | 0 | 0 | 0 | 0 | 0 | 0 | 0 | 0 | 0 | 0
|  | Wind | 0 | 0 | 0 | 0 | 0 | 0 | 0 | 0 | 0 | 0 | 0 | 0 | 0 | 0 | -143.4634 | -11.1634 | -69.22 | 509.78 | 1077.5357 | 1027.6507 | 1040.8998
|  | Solar | 0 | 0 | 0 | 0 | 0 | 0 | 0 | 0 | 0 | 0 | 0 | 337.6669 | 337.6669 | 337.6669 | 755.3851 | 272.8519 | 39.4835 | 189.7835 | -223.3488 | -1613.7 | -1798.7
|  | Distributed PV | 0 | 0 | 0 | 0 | 0 | 0 | 0 | 0 | 0 | 0 | 0 | 0 | 0 | 0 | 0 | 0 | 0 | 0 | 0 | 0 | 0
|  | Dispatchable Capacity | 0 | 0 | 0 | 0 | 0 | 0 | 0 | 0 | -9.9999e-09 | 212.7558 | 603.4453 | 3180.0713 | 3561.4105 | 3928.9119 | 5109.7815 | 4384.0237 | 3581.8752 | 3651.6731 | 4892.78 | 4892.78 | 3124.8914
|  | DSP | 0 | 0 | 0 | 0 | 0 | 0 | 0 | 0 | 0 | 0 | 0 | 0 | 0 | 0 | 0 | 0 | 0 | 0 | 0 | 0 | 0
NEM difference in generation by year
Select region | NEM
|  | As-generated generation (GWh) | 2021-22 | 2022-23 | 2023-24 | 2024-25 | 2025-26 | 2026-27 | 2027-28 | 2028-29 | 2029-30 | 2030-31 | 2031-32 | 2032-33 | 2033-34 | 2034-35 | 2035-36 | 2036-37 | 2037-38 | 2038-39 | 2039-40 | 2040-41 | 2041-42
|  | Black Coal | -52.4925 | 630.5604 | 620.0288 | 3394.8146 | 4005.1684 | 4695.864 | 2608.529 | 4425.0564 | 4271.7538 | 1689.6744 | 2750.4107 | -130.8901 | -491.0517 | 168.0332 | 2425.6001 | 3729.452 | 2091.9493 | 2949.2554 | 173.3542 | 974.8715 | -1139.1551
|  | Brown Coal | 0.086958 | -604.2492 | -495.8202 | -3733.8373 | -4037.6509 | -3909.9387 | -2756.5851 | -3714.8164 | -4272.0623 | -1701.4316 | -1680.4971 | -1262.2865 | -1007.3788 | -1561.0324 | -3975.1567 | -4076.5732 | -2305.8925 | -4080.8237 | -2589.205 | -1351.1586 | -3432.8517
|  | CCGT | 2.398e-08 | 0.0078543 | 0.00933 | 1047.4092 | 864.6095 | 801.2436 | 912.5539 | 986.1175 | 885.1784 | 914.853 | 749.5256 | 877.8671 | 968.6203 | 1089.1436 | 94.8026 | 305.9309 | 443.4433 | 100.6771 | -219.0631 | 716.886 | 4685.2257
|  | Peaking Gas+Liquids | 3.8792e-08 | 0.49685 | 2.8925 | 127.1969 | 131.4833 | 108.3646 | 124.6967 | 150.1454 | 126.1493 | 115.6502 | 110.0733 | 176.2621 | 149.697 | 169.4946 | 180.5699 | 206.9668 | 1340.9655 | 666.7882 | 607.796 | 1098.144 | 2462.714
|  | Hydro | 1.7902e-07 | -2.998 | -37.883 | -362.279 | -292.1456 | -873.0896 | -6.5627 | -763.3499 | -120.9459 | -148.1868 | -942.6846 | -179.9874 | -268.3483 | -426.569 | -1118.9532 | -1237.2751 | -1234.0033 | -864.1346 | -1305.8756 | -1299.0983 | -1318.3285
|  | Dispatchable Storage | 1.7878 | -0.90501 | 4.7831 | -84.1116 | -484.714 | -780.988 | -613.9932 | -438.1694 | -386.169 | -218.198 | -112.143 | -1015.0801 | -1085.2129 | -861.8377 | -558.2937 | -541.7509 | -837.0298 | -768.7411 | -491.5297 | -1185.9673 | -2192.67
|  | Behind the Meter Storage | 0 | 0 | 0 | 0 | 0 | 0 | 0 | 0 | 0 | 0 | 0 | 0 | 0 | 0 | 0 | 0 | 0 | 0 | 0 | 0 | 0
|  | Wind | 3.359e-07 | -123.7486 | -128.6663 | -757.4256 | -1109.7769 | -1386.066 | -1291.5411 | -1468.8836 | -1390.4655 | -1166.788 | -1393.0345 | -875.0303 | -758.2916 | -886.8132 | -1725.7956 | -1088.7506 | -2866.8542 | -968.3282 | 1445.3289 | 1702.343 | 1501.7715
|  | Solar | 0 | 0 | 0 | -64.9234 | -88.1529 | -112.8627 | -141.07 | -135.1285 | -128.8832 | -133.5702 | -138.1193 | 712.4833 | 702.1381 | 671.8956 | 1820.1366 | 534.2544 | -203.8014 | 59.2044 | -941.785 | -4618.3896 | -5247.5171
|  | Distributed PV | 0 | 0 | 0 | 0 | 0 | 0 | 0 | 0 | 0 | 0 | 0 | 0 | 0 | 0 | 0 | 0 | 0 | 0 | 0 | 0 | 0
Load (GWh)
|  | Dispatchable Storage Load | 2.1202 | -9.6718 | 2.8423 | -157.4125 | -650.9619 | -1048.985 | -815.5133 | -574.5611 | -583.1729 | -397.9457 | -363.2748 | -1578.2475 | -1669.5703 | -1391.1349 | -2012.5187 | -1475.7769 | -2745.7647 | -2133.6645 | -2366.2433 | -3294.9779 | -4129.9302 |  |  | #REF!
|  | Behind the Meter Storage Load | 0 | 0 | 0 | 0 | 0 | 0 | 0 | 0 | 0 | 0 | 0 | 0 | 0 | 0 | 0 | 0 | 0 | 0 | 0 | 0 | 0
|  | DSP | 0 | 0 | 0 | 0 | 0 | 0 | 0 | 0 | 0 | 0 | 0 | 0 | 0 | 0 | 0 | 0 | 0 | 0 | 0 | 0 | 0
NEM differences in generation by technology type
Select region | NEM
|  | As-generated generation (GWh) | 2021-22: 2021-22; 2022-23: 2031-32; 2023-24: 2041-42
|  | Black Coal | 2021-22: -52.4925; 2022-23: 2750.4107; 2023-24: -1139.1551
|  | Brown Coal | 2021-22: 0.086958; 2022-23: -1680.4971; 2023-24: -3432.8517
|  | CCGT | 2021-22: 2.398e-08; 2022-23: 749.5256; 2023-24: 4685.2257
|  | Peaking Gas+Liquids | 2021-22: 3.8792e-08; 2022-23: 110.0733; 2023-24: 2462.714
|  | Hydro | 2021-22: 1.7902e-07; 2022-23: -942.6846; 2023-24: -1318.3285
|  | Dispatchable Storage | 2021-22: 1.7878; 2022-23: -112.143; 2023-24: -2192.67
|  | Behind the Meter Storage | 2021-22: 0; 2022-23: 0; 2023-24: 0
|  | Wind | 2021-22: 3.359e-07; 2022-23: -1393.0345; 2023-24: 1501.7715
|  | Solar | 2021-22: 0; 2022-23: -138.1193; 2023-24: -5247.5171
|  | Distributed PV | 2021-22: 0; 2022-23: 0; 2023-24: 0
Load (GWh)
|  | Dispatchable Storage Load | 2021-22: 2.1202; 2022-23: -363.2748; 2023-24: -4129.9302
|  | Behind the Meter Storage Load | 2021-22: 0; 2022-23: 0; 2023-24: 0
|  | DSP | 2021-22: 0; 2022-23: 0; 2023-24: 0
NEM differences in storage capacity by year
Select region | NEM
|  | Capacity (MW) | 2021-22 | 2022-23 | 2023-24 | 2024-25 | 2025-26 | 2026-27 | 2027-28 | 2028-29 | 2029-30 | 2030-31 | 2031-32 | 2032-33 | 2033-34 | 2034-35 | 2035-36 | 2036-37 | 2037-38 | 2038-39 | 2039-40 | 2040-41 | 2041-42
|  | Shallow Storage | 0 | 0 | 0 | 0 | 0 | 0 | 0 | 0 | 0 | 212.7558 | 603.4453 | 1275.4429 | 1609.9801 | 1609.9801 | 1609.9801 | 1609.9801 | 417.6641 | -91.9486 | -91.9486 | -91.9486 | -2536.4298
|  | Medium Storage | 0 | 0 | 0 | 0 | 0 | 0 | 0 | 0 | 0 | 0 | 0 | 0 | 46.8019 | 264.1365 | 506.0847 | 262.2657 | 358.5007 | 622.1123 | 1009.2815 | 1009.2815 | 1047.2036
|  | Deep Storage | 0 | 0 | 0 | 0 | 0 | 0 | 0 | 0 | 0 | 0 | 0 | 0 | 0 | 0 | 0 | 0 | 0 | 0 | 0 | 0 | 0
|  | Behind the Meter Storage | 0 | 0 | 0 | 0 | 0 | 0 | 0 | 0 | 0 | 0 | 0 | 0 | 0 | 0 | 0 | 0 | 0 | 0 | 0 | 0 | 0
NEM differences in storage generation by year
Select region | NEM
|  | As-generated generation (GWh) | 2021-22 | 2022-23 | 2023-24 | 2024-25 | 2025-26 | 2026-27 | 2027-28 | 2028-29 | 2029-30 | 2030-31 | 2031-32 | 2032-33 | 2033-34 | 2034-35 | 2035-36 | 2036-37 | 2037-38 | 2038-39 | 2039-40 | 2040-41 | 2041-42
|  | Shallow Storage | 1.7878 | -1.3189 | 5.0922 | -17.0805 | -15.6683 | -5.7603 | 1.2222 | -5.554 | -1.2386 | 124.0704 | 295.0041 | 556.2568 | 693.2738 | 571.1558 | 731.9152 | 744.7602 | 137.8997 | -119.2455 | -101.3362 | -160.3937 | -1378.8792
|  | Medium Storage | 1.7349e-08 | 0.41384 | -0.30918 | -18.2585 | 7.2826 | 2.3283 | 6.6432 | 16.6947 | -18.4511 | -28.4199 | -68.0935 | 21.2664 | 63.1685 | 182.8141 | 116.1203 | 74.0676 | 47.6454 | 514.5305 | 879.1585 | 735.1597 | 1155.9219
|  | Deep Storage | 0 | 0 | 0 | -48.7725 | -476.3283 | -777.556 | -621.8585 | -449.3101 | -366.4793 | -313.8485 | -339.0536 | -1592.6033 | -1841.6553 | -1615.8076 | -1406.3291 | -1360.5786 | -1022.575 | -1164.0261 | -1269.352 | -1760.7333 | -1969.7128
|  | Behind the Meter Storage | 0 | 0 | 0 | 0 | 0 | 0 | 0 | 0 | 0 | 0 | 0 | 0 | 0 | 0 | 0 | 0 | 0 | 0 | 0 | 0 | 0
NEM differences in dispatchable capacity built by year vs cumulative coal retirements
Select region | NEM
|  | Capacity Built (MW) | 2021-22 | 2022-23 | 2023-24 | 2024-25 | 2025-26 | 2026-27 | 2027-28 | 2028-29 | 2029-30 | 2030-31 | 2031-32 | 2032-33 | 2033-34 | 2034-35 | 2035-36 | 2036-37 | 2037-38 | 2038-39 | 2039-40 | 2040-41 | 2041-42
|  | CCGT | 0 | 0 | 0 | 0 | 0 | 0 | 0 | 0 | 0 | 0 | 0 | 0 | 0 | 0 | 0 | 0 | 0 | 0 | 0 | 0 | 0
|  | Peaking Gas+Liquids | 0 | 0 | 0 | 0 | 0 | 0 | 0 | 0 | 0 | 0 | 0 | 1022.6284 | 1022.6284 | 1172.7952 | 1728.5647 | 1681.9209 | 2030.5583 | 2346.3575 | 3200.2952 | 3200.2952 | 3838.9656
|  | Hydro | 0 | 0 | 0 | 0 | 0 | 0 | 0 | 0 | 0 | 0 | 0 | 0 | 0 | 0 | 0 | 0 | 0 | 0 | 0 | 0 | 0
|  | Shallow Storage | 0 | 0 | 0 | 0 | 0 | 0 | 0 | 0 | 0 | 212.7558 | 603.4453 | 1275.4429 | 1609.9801 | 1609.9801 | 1609.9801 | 1609.9801 | 417.6641 | -91.9486 | -91.9486 | -91.9486 | -2536.4298
|  | Medium Storage | 0 | 0 | 0 | 0 | 0 | 0 | 0 | 0 | 0 | 0 | 0 | 0 | 46.8019 | 264.1365 | 506.0847 | 262.2657 | 358.5007 | 622.1123 | 1009.2815 | 1009.2815 | 1047.2036
|  | Deep Storage | 0 | 0 | 0 | 0 | 0 | 0 | 0 | 0 | 0 | 0 | 0 | 0 | 0 | 0 | 0 | 0 | 0 | 0 | 0 | 0 | 0
|  | DSP | 0 | 0 | 0 | 0 | 0 | 0 | 0 | 0 | 0 | 0 | 0 | 0 | 0 | 0 | 0 | 0 | 0 | 0 | 0 | 0 | 0
|  | New Interconnectors | 0 | -85 | -85 | -985 | -985 | -985 | -985 | -985 | -985 | -985 | -985 | -1807.5 | -1807.5 | -1807.5 | -5127.5 | -5127.5 | -5127.5 | -5127.5 | -5127.5 | -5127.5 | -5127.5
|  | Retired Coal | 0 | 0 | 0 | 0 | 0 | 0 | 0 | 0 | 9.9999e-09 | 0 | 0 | -882 | -882 | -882 | -1265.152 | -829.857 | -775.152 | -775.152 | -775.152 | -775.152 | -775.152
|  | Retired Dispatchable | 0 | 0 | 0 | 0 | 0 | 0 | 0 | 0 | 9.999e-09 | 0 | 0 | -882 | -882 | -882 | -1265.152 | -829.857 | -775.152 | -775.152 | -775.152 | -775.152 | -775.152
Note: Capacity built in 2021-22 includes all capacity built since 2019-20
Emissions trajectory comparison
|  | Emissions (Mt CO2-e) | Total | 2021-22 | 2022-23 | 2023-24 | 2024-25 | 2025-26 | 2026-27 | 2027-28 | 2028-29 | 2029-30 | 2030-31 | 2031-32 | 2032-33 | 2033-34 | 2034-35 | 2035-36 | 2036-37 | 2037-38 | 2038-39 | 2039-40 | 2040-41 | 2041-42
|  | Slow Change (Counterfactual) | 2120.7084 | 121.3171 | 120.7609 | 120.796 | 114.9507 | 112.8357 | 110.5114 | 117.5758 | 109.0832 | 91.6737 | 95.191 | 88.5427 | 91.6187 | 93.3405 | 90.6118 | 90.5224 | 89.9747 | 95.3522 | 91.998 | 92.2915 | 94.0845 | 87.6761
|  | Slow Change (DP6) | 2130.133 | 121.3085 | 120.9302 | 120.8355 | 115.6994 | 113.4154 | 110.5067 | 117.9449 | 108.9375 | 92.3455 | 95.0575 | 87.471 | 92.4883 | 94.2389 | 91.5016 | 92.4652 | 90.6826 | 94.6487 | 93.1947 | 94.4224 | 93.3639 | 88.6747

## Capacity_1
Installed capacity by technology (MW) - Slow Change (Counterfactual)
Capacity calculated on 1 July. Years are financial year ending. In early study years some wind and solar projects enter later in the financial year and are reflected in the following financial year's capacity.
Region | Technology | Existing+Committed in 2021 | 2022 | 2023 | 2024 | 2025 | 2026 | 2027 | 2028 | 2029 | 2030 | 2031 | 2032 | 2033 | 2034 | 2035 | 2036 | 2037 | 2038 | 2039 | 2040 | 2041 | 2042
NEM | Black Coal | 18336 | 18336 | 17861 | 16386 | 16386 | 16386 | 16386 | 16386 | 15686 | 14366 | 14366 | 14366 | 12368 | 12368 | 12368 | 11631.152 | 11195.857 | 11141.152 | 11141.152 | 11141.152 | 11141.152 | 11141.152
NEM | Brown Coal | 4820 | 4820 | 4820 | 4820 | 4820 | 4820 | 4820 | 4820 | 4820 | 4470 | 4120 | 3745 | 3370 | 3370 | 3370 | 3370 | 3370 | 3370 | 3370 | 3370 | 3370 | 3370
NEM | CCGT | 4285.9 | 4285.9 | 4045.9 | 3865.9 | 3865.9 | 3865.9 | 3865.9 | 3865.9 | 3480.9 | 3480.9 | 3480.9 | 3480.9 | 3480.9 | 3480.9 | 3480.9 | 2680.9 | 2680.9 | 2151.9 | 2151.9 | 1508.5 | 1508.5 | 1508.5
NEM | Peaking Gas+Liquids | 6812.873 | 6812.873 | 6812.873 | 6812.873 | 6812.873 | 6812.873 | 6812.873 | 6812.873 | 6812.873 | 6812.873 | 6430.373 | 6430.373 | 7218.6614 | 6756.6614 | 6789.8282 | 7215.5977 | 7215.5977 | 7636.7307 | 7952.5299 | 8366.4676 | 8246.4676 | 9200.1648
NEM | Hydro | 6906.5 | 6906.5 | 6906.5 | 6906.5 | 6906.5 | 6906.5 | 6906.5 | 6906.5 | 6906.5 | 6906.5 | 6906.5 | 6906.5 | 6906.5 | 6906.5 | 6906.5 | 6906.5 | 6906.5 | 6820.1 | 6820.1 | 6820.1 | 6820.1 | 6820.1
NEM | Dispatchable Storage | 1214.834 | 1223.7906 | 1231.3997 | 1220.2505 | 3250.2038 | 3241.1682 | 3233.0451 | 3225.7371 | 3219.1614 | 3213.2384 | 3390.6694 | 3786.6609 | 4710.4194 | 5049.581 | 5477.0969 | 6132.4419 | 6142.2921 | 6249.0834 | 6525.6952 | 6928.3405 | 6938.0532 | 6984.8307
NEM | Behind the Meter Storage | 267.9459 | 288.8448 | 324.0954 | 358.6582 | 435.224 | 517.0988 | 572.2576 | 616.6927 | 650.4679 | 748.1813 | 777.6685 | 862.2066 | 909.7018 | 957.1464 | 984.5786 | 1004.7686 | 1004.7577 | 1014.1258 | 1045.7565 | 1097.1276 | 1109.4674 | 1121.5293
NEM | Wind | 9005.458 | 9005.458 | 10092.658 | 10092.658 | 10232.458 | 10552.458 | 10872.458 | 11192.458 | 11512.458 | 11741.708 | 11695.708 | 11695.708 | 11695.708 | 11417.008 | 11417.008 | 11265.108 | 11096.108 | 10963.908 | 10933.908 | 10982.9637 | 11037.8589 | 11002.808
NEM | Solar | 5151.711 | 5151.711 | 5941.711 | 5941.711 | 6141.711 | 6241.711 | 6341.711 | 6441.711 | 6541.711 | 6641.711 | 6641.711 | 6641.711 | 6979.3779 | 6979.3779 | 6979.3779 | 7343.8202 | 7502.2547 | 8576.711 | 8576.711 | 8631.711 | 8631.711 | 8631.711
NEM | Distributed PV | 9035.1393 | 9148.7771 | 9281.6281 | 9419.0274 | 9648.8783 | 9886.076 | 10115.3167 | 10359.5872 | 10598.6715 | 10837.0637 | 11119.3671 | 11675.8304 | 12210.1901 | 12788.2263 | 13210.2448 | 13788.4128 | 14167.0091 | 14605.2364 | 15020.0172 | 15460.3776 | 16089.1305 | 16720.1873
Total |  | 65836.3612 | 65979.8546 | 67317.7652 | 65823.5781 | 68499.7482 | 69229.785 | 69926.0615 | 70627.4589 | 70228.7428 | 69218.1754 | 68928.897 | 69590.8899 | 69849.4586 | 70073.4011 | 70983.5345 | 71338.7011 | 71281.2764 | 72528.9473 | 73537.7698 | 74306.7399 | 74892.4406 | 76500.9831
NEM | DSP | 442.51 | 442.0713 | 443.9712 | 443.9629 | 444.966 | 443.6187 | 444.7422 | 445.285 | 448.3596 | 450.2827 | 451.8219 | 454.6241 | 455.4033 | 456.4836 | 459.3021 | 461.2525 | 464.2804 | 468.014 | 470.3231 | 474.9428 | 478.1686 | 481.1154
Total including DSP |  | 66278.8712 | 66421.9259 | 67761.7364 | 66267.541 | 68944.7141 | 69673.4037 | 70370.8036 | 71072.7439 | 70677.1024 | 69668.4581 | 69380.7188 | 70045.514 | 70304.8619 | 70529.8846 | 71442.8366 | 71799.9536 | 71745.5567 | 72996.9613 | 74008.0929 | 74781.6827 | 75370.6093 | 76982.0986
Region | Technology | Existing+Committed in 2021 | 2022 | 2023 | 2024 | 2025 | 2026 | 2027 | 2028 | 2029 | 2030 | 2031 | 2032 | 2033 | 2034 | 2035 | 2036 | 2037 | 2038 | 2039 | 2040 | 2041 | 2042
NSW | Black Coal | 10210 | 10210 | 9735 | 8260 | 8260 | 8260 | 8260 | 8260 | 8260 | 6940 | 6940 | 6940 | 4942 | 4942 | 4942 | 4942 | 4942 | 4942 | 4942 | 4942 | 4942 | 4942
NSW | Brown Coal | 0 | 0 | 0 | 0 | 0 | 0 | 0 | 0 | 0 | 0 | 0 | 0 | 0 | 0 | 0 | 0 | 0 | 0 | 0 | 0 | 0 | 0
NSW | CCGT | 440 | 440 | 440 | 440 | 440 | 440 | 440 | 440 | 440 | 440 | 440 | 440 | 440 | 440 | 440 | 440 | 440 | 440 | 440 | 440 | 440 | 440
NSW | Peaking Gas+Liquids | 1561.233 | 1561.233 | 1561.233 | 1561.233 | 1561.233 | 1561.233 | 1561.233 | 1561.233 | 1561.233 | 1561.233 | 1561.233 | 1561.233 | 2583.8614 | 2583.8614 | 2734.0282 | 2684.0282 | 2684.0282 | 2829.0451 | 3144.8443 | 3391.3286 | 3391.3286 | 4345.0258
NSW | Hydro | 2285 | 2285 | 2285 | 2285 | 2285 | 2285 | 2285 | 2285 | 2285 | 2285 | 2285 | 2285 | 2285 | 2285 | 2285 | 2285 | 2285 | 2285 | 2285 | 2285 | 2285 | 2285
NSW | Dispatchable Storage | 273.5429 | 278.9466 | 276.5673 | 274.1206 | 2312.9561 | 2310.8945 | 2308.0952 | 2305.7759 | 2303.2789 | 2301.241 | 2299.238 | 2301.6603 | 2781.9347 | 3168.8332 | 3391.2508 | 3396.3295 | 3400.5206 | 3405.0986 | 3410.7423 | 3417.4011 | 3421.4978 | 3425.2226
NSW | Behind the Meter Storage | 78.2667 | 90.8754 | 106.3853 | 122.0708 | 159.0099 | 196.8198 | 220.1066 | 241.8092 | 255.9475 | 298.5089 | 312.245 | 350.9428 | 371.9998 | 395.2983 | 407.4804 | 417.2829 | 418.1823 | 423.6139 | 438.4782 | 461.2552 | 466.5348 | 471.6147
NSW | Wind | 1639.46 | 1639.46 | 1866.46 | 1866.46 | 1866.46 | 1866.46 | 1866.46 | 1866.46 | 1866.46 | 1866.46 | 1866.46 | 1866.46 | 1866.46 | 1866.46 | 1866.46 | 1866.46 | 1819.96 | 1820.96 | 1790.96 | 1790.96 | 1884.16 | 1835.86
NSW | Solar | 1837.317 | 1837.317 | 2217.317 | 2217.317 | 2217.317 | 2217.317 | 2217.317 | 2217.317 | 2217.317 | 2217.317 | 2217.317 | 2217.317 | 2554.9839 | 2554.9839 | 2554.9839 | 2651.2474 | 2809.6818 | 2952.317 | 2952.317 | 2952.317 | 2952.317 | 2952.317
NSW | Distributed PV | 2415.4198 | 2438.4146 | 2464.4743 | 2490.6261 | 2540.6657 | 2589.9408 | 2638.9131 | 2688.0886 | 2737.4377 | 2786.9454 | 2837.697 | 3027.099 | 3219.4606 | 3424.5941 | 3570.1283 | 3770.1159 | 3886.0245 | 4023.4553 | 4150.1302 | 4285.6689 | 4493.1179 | 4698.2345
Total |  | 20740.2394 | 20781.2467 | 20952.4369 | 19516.8275 | 21642.6416 | 21727.6651 | 21797.125 | 21865.6838 | 21926.6741 | 20696.7053 | 20759.19 | 20989.7121 | 21045.7004 | 21661.0311 | 22191.3316 | 22452.4639 | 22685.3975 | 23121.4899 | 23554.472 | 23965.9307 | 24275.956 | 25395.2747
NSW | DSP | 93.24 | 92.7967 | 93.2401 | 92.9471 | 92.8468 | 92.2263 | 92.7597 | 92.4736 | 93.8393 | 94.9095 | 95.2662 | 95.8153 | 96.2667 | 96.5819 | 98.0168 | 98.0037 | 98.7785 | 99.8537 | 101.0874 | 101.7975 | 102.7059 | 103.3438
Total including DSP |  | 20833.4794 | 20874.0433 | 21045.677 | 19609.7746 | 21735.4884 | 21819.8914 | 21889.8846 | 21958.1573 | 22020.5133 | 20791.6148 | 20854.4562 | 21085.5274 | 21141.9671 | 21757.613 | 22289.3484 | 22550.4676 | 22784.1761 | 23221.3436 | 23655.5594 | 24067.7283 | 24378.6619 | 25498.6185
Region | Technology | Existing+Committed in 2021 | 2022 | 2023 | 2024 | 2025 | 2026 | 2027 | 2028 | 2029 | 2030 | 2031 | 2032 | 2033 | 2034 | 2035 | 2036 | 2037 | 2038 | 2039 | 2040 | 2041 | 2042
QLD | Black Coal | 8126 | 8126 | 8126 | 8126 | 8126 | 8126 | 8126 | 8126 | 7426 | 7426 | 7426 | 7426 | 7426 | 7426 | 7426 | 6689.152 | 6253.857 | 6199.152 | 6199.152 | 6199.152 | 6199.152 | 6199.152
QLD | Brown Coal | 0 | 0 | 0 | 0 | 0 | 0 | 0 | 0 | 0 | 0 | 0 | 0 | 0 | 0 | 0 | 0 | 0 | 0 | 0 | 0 | 0 | 0
QLD | CCGT | 1596.9 | 1596.9 | 1596.9 | 1596.9 | 1596.9 | 1596.9 | 1596.9 | 1596.9 | 1211.9 | 1211.9 | 1211.9 | 1211.9 | 1211.9 | 1211.9 | 1211.9 | 1211.9 | 1211.9 | 1211.9 | 1211.9 | 1068.5 | 1068.5 | 1068.5
QLD | Peaking Gas+Liquids | 1909.5 | 1909.5 | 1909.5 | 1909.5 | 1909.5 | 1909.5 | 1909.5 | 1909.5 | 1909.5 | 1909.5 | 1909.5 | 1909.5 | 1909.5 | 1617.5 | 1500.5 | 1500.5 | 1500.5 | 1500.5 | 1500.5 | 1500.5 | 1500.5 | 1500.5
QLD | Hydro | 152.4 | 152.4 | 152.4 | 152.4 | 152.4 | 152.4 | 152.4 | 152.4 | 152.4 | 152.4 | 152.4 | 152.4 | 152.4 | 152.4 | 152.4 | 152.4 | 152.4 | 66 | 66 | 66 | 66 | 66
QLD | Dispatchable Storage | 584.3798 | 585.715 | 604.8458 | 603.9011 | 603.7136 | 603.2904 | 602.7025 | 601.6344 | 600.5144 | 599.8076 | 598.6846 | 599.586 | 602.1257 | 604.6167 | 607.3632 | 609.88 | 611.8556 | 613.9138 | 616.6104 | 620.0364 | 622.2246 | 624.2614
QLD | Behind the Meter Storage | 33.5528 | 36.6683 | 43.1908 | 49.733 | 66.1666 | 84.6693 | 99.5155 | 109.1449 | 115.604 | 137.8299 | 140.9561 | 155.3132 | 170.2702 | 180.2726 | 190.5298 | 196.5185 | 196.9579 | 198.7023 | 206.0564 | 218.9232 | 223.1174 | 227.2408
QLD | Wind | 676.608 | 676.608 | 1176.608 | 1176.608 | 1176.608 | 1176.608 | 1176.608 | 1176.608 | 1176.608 | 1176.608 | 1176.608 | 1176.608 | 1176.608 | 1176.608 | 1176.608 | 1176.608 | 1176.608 | 1176.608 | 1176.608 | 1474.3637 | 1763.3589 | 1776.608
QLD | Solar | 1971.857 | 1971.857 | 2381.857 | 2381.857 | 2381.857 | 2381.857 | 2381.857 | 2381.857 | 2381.857 | 2381.857 | 2381.857 | 2381.857 | 2381.857 | 2381.857 | 2381.857 | 2381.857 | 2381.857 | 2381.857 | 2381.857 | 2381.857 | 2381.857 | 2381.857
QLD | Distributed PV | 3166.2523 | 3210.5474 | 3263.0834 | 3316.3697 | 3436.235 | 3555.2013 | 3674.3944 | 3793.266 | 3911.9889 | 4030.6748 | 4149.4314 | 4286.942 | 4432.2773 | 4583.1214 | 4723.3218 | 4886.6644 | 5027.2166 | 5173.8802 | 5320.9929 | 5474.3823 | 5663.1635 | 5854.9338
Total |  | 18217.4499 | 18266.1957 | 19254.385 | 19313.2688 | 19449.3802 | 19586.426 | 19719.8774 | 19847.3103 | 18886.3723 | 19026.5773 | 19147.337 | 19300.1061 | 19462.9382 | 19334.2757 | 19370.4797 | 18805.4799 | 18513.1521 | 18522.5133 | 18679.6766 | 19003.7145 | 19487.8733 | 19699.053
QLD | DSP | 202.14 | 202.7983 | 204.7439 | 205.5438 | 205.9543 | 206.3633 | 206.9416 | 208.9003 | 209.5571 | 209.95 | 210.5289 | 212.0683 | 212.6805 | 213.7842 | 214.7939 | 216.7486 | 217.6334 | 219.3607 | 220.2781 | 222.772 | 224.1762 | 225.1388
Total including DSP |  | 18419.5899 | 18468.994 | 19459.1289 | 19518.8126 | 19655.3345 | 19792.7893 | 19926.819 | 20056.2106 | 19095.9294 | 19236.5273 | 19357.866 | 19512.1744 | 19675.6187 | 19548.0599 | 19585.2736 | 19022.2285 | 18730.7855 | 18741.874 | 18899.9547 | 19226.4865 | 19712.0495 | 19924.1918
Region | Technology | Existing+Committed in 2021 | 2022 | 2023 | 2024 | 2025 | 2026 | 2027 | 2028 | 2029 | 2030 | 2031 | 2032 | 2033 | 2034 | 2035 | 2036 | 2037 | 2038 | 2039 | 2040 | 2041 | 2042
VIC | Black Coal | 0 | 0 | 0 | 0 | 0 | 0 | 0 | 0 | 0 | 0 | 0 | 0 | 0 | 0 | 0 | 0 | 0 | 0 | 0 | 0 | 0 | 0
VIC | Brown Coal | 4820 | 4820 | 4820 | 4820 | 4820 | 4820 | 4820 | 4820 | 4820 | 4470 | 4120 | 3745 | 3370 | 3370 | 3370 | 3370 | 3370 | 3370 | 3370 | 3370 | 3370 | 3370
VIC | CCGT | 500 | 500 | 500 | 500 | 500 | 500 | 500 | 500 | 500 | 500 | 500 | 500 | 500 | 500 | 500 | 500 | 500 | 500 | 500 | 0 | 0 | 0
VIC | Peaking Gas+Liquids | 1900 | 1900 | 1900 | 1900 | 1900 | 1900 | 1900 | 1900 | 1900 | 1900 | 1900 | 1900 | 1900 | 1730 | 1730 | 1730 | 1730 | 1730 | 1730 | 1647.2508 | 1647.2508 | 1647.2508
VIC | Hydro | 2206 | 2206 | 2206 | 2206 | 2206 | 2206 | 2206 | 2206 | 2206 | 2206 | 2206 | 2206 | 2206 | 2206 | 2206 | 2206 | 2206 | 2206 | 2206 | 2206 | 2206 | 2206
VIC | Dispatchable Storage | 90.6997 | 93.1616 | 91.7941 | 90.5689 | 89.731 | 89.1933 | 88.3106 | 87.2691 | 86.5508 | 86.1483 | 85.4008 | 87.3394 | 90.1798 | 38.5432 | 238.1334 | 241.102 | 243.533 | 246.3036 | 359.506 | 750.9923 | 753.6162 | 793.9559
VIC | Behind the Meter Storage | 36.6325 | 42.377 | 48.859 | 55.6995 | 71.0753 | 90.4214 | 104.2792 | 115.0992 | 126.9982 | 156.6716 | 168.811 | 199.9248 | 213.1557 | 228.6997 | 235.2689 | 241.2872 | 241.8747 | 246.0366 | 256.7219 | 273.1075 | 277.6064 | 281.9632
VIC | Wind | 3976.73 | 3976.73 | 4336.93 | 4336.93 | 4476.73 | 4796.73 | 5116.73 | 5436.73 | 5756.73 | 6076.73 | 6076.73 | 6076.73 | 6076.73 | 6024.23 | 6024.23 | 6024.23 | 6024.23 | 5957.03 | 5957.03 | 5765.03 | 5476.73 | 5476.73
VIC | Solar | 964.537 | 964.537 | 964.537 | 964.537 | 1164.537 | 1264.537 | 1364.537 | 1464.537 | 1564.537 | 1664.537 | 1664.537 | 1664.537 | 1664.537 | 1664.537 | 1664.537 | 1664.537 | 1664.537 | 1664.537 | 1664.537 | 1664.537 | 1664.537 | 1664.537
VIC | Distributed PV | 2141.7737 | 2171.9603 | 2203.1286 | 2231.7231 | 2261.5552 | 2301.6837 | 2338.7146 | 2395.3214 | 2452.2357 | 2509.3508 | 2610.9357 | 2821.3483 | 2996.7197 | 3193.3989 | 3310.7807 | 3500.1707 | 3605.7704 | 3740.2351 | 3863.0012 | 3994.8952 | 4196.5332 | 4395.0111
Total |  | 16636.3729 | 16674.7659 | 17071.2487 | 17105.4585 | 17489.6285 | 17968.5654 | 18438.5713 | 18924.9568 | 19413.0516 | 19569.4376 | 19332.4145 | 19200.8796 | 19017.3223 | 18955.4088 | 19278.9499 | 19477.3269 | 19585.945 | 19660.1423 | 19906.7961 | 19671.8127 | 19592.2735 | 19835.4481
VIC | DSP | 84.63 | 84.206 | 83.469 | 82.9515 | 83.6774 | 82.6657 | 82.5813 | 82.395 | 82.8516 | 82.6701 | 83.1661 | 83.6199 | 83.3575 | 83.3472 | 83.5246 | 83.7698 | 84.7863 | 85.3305 | 85.4778 | 86.7737 | 87.6345 | 88.4473
Total including DSP |  | 16721.0029 | 16758.9719 | 17154.7177 | 17188.4099 | 17573.3058 | 18051.2311 | 18521.1526 | 19007.3518 | 19495.9033 | 19652.1077 | 19415.5807 | 19284.4995 | 19100.6798 | 19038.756 | 19362.4746 | 19561.0966 | 19670.7313 | 19745.4728 | 19992.2739 | 19758.5863 | 19679.908 | 19923.8953
Region | Technology | Existing+Committed in 2021 | 2022 | 2023 | 2024 | 2025 | 2026 | 2027 | 2028 | 2029 | 2030 | 2031 | 2032 | 2033 | 2034 | 2035 | 2036 | 2037 | 2038 | 2039 | 2040 | 2041 | 2042
SA | Black Coal | 0 | 0 | 0 | 0 | 0 | 0 | 0 | 0 | 0 | 0 | 0 | 0 | 0 | 0 | 0 | 0 | 0 | 0 | 0 | 0 | 0 | 0
SA | Brown Coal | 0 | 0 | 0 | 0 | 0 | 0 | 0 | 0 | 0 | 0 | 0 | 0 | 0 | 0 | 0 | 0 | 0 | 0 | 0 | 0 | 0 | 0
SA | CCGT | 1749 | 1749 | 1509 | 1329 | 1329 | 1329 | 1329 | 1329 | 1329 | 1329 | 1329 | 1329 | 1329 | 1329 | 1329 | 529 | 529 | 0 | 0 | 0 | 0 | 0
SA | Peaking Gas+Liquids | 1264.14 | 1264.14 | 1264.14 | 1264.14 | 1264.14 | 1264.14 | 1264.14 | 1264.14 | 1264.14 | 1264.14 | 881.64 | 881.64 | 647.3 | 647.3 | 647.3 | 1123.0694 | 1123.0694 | 1399.1856 | 1399.1856 | 1649.3883 | 1649.3883 | 1649.3883
SA | Hydro | 0 | 0 | 0 | 0 | 0 | 0 | 0 | 0 | 0 | 0 | 0 | 0 | 0 | 0 | 0 | 0 | 0 | 0 | 0 | 0 | 0 | 0
SA | Dispatchable Storage | 264.1414 | 263.6623 | 256.0962 | 249.7656 | 242.0672 | 236.1963 | 232.5277 | 229.7859 | 227.6828 | 225.0268 | 406.4329 | 797.0573 | 1234.951 | 1236.1073 | 1238.612 | 1883.1302 | 1884.1521 | 1981.3248 | 2136.1272 | 2136.8955 | 2137.5275 | 2138.0525
SA | Behind the Meter Storage | 114.6634 | 113.5454 | 119.5612 | 124.3783 | 130.5966 | 135.0351 | 137.3174 | 138.7096 | 139.445 | 140.9105 | 140.8345 | 139.5328 | 137.0303 | 134.6162 | 132.2324 | 129.9082 | 127.6384 | 125.4772 | 123.5205 | 121.8644 | 120.1412 | 118.5692
SA | Wind | 2139.71 | 2139.71 | 2139.71 | 2139.71 | 2139.71 | 2139.71 | 2139.71 | 2139.71 | 2139.71 | 2048.96 | 2002.96 | 2002.96 | 2002.96 | 1776.76 | 1776.76 | 1624.86 | 1502.36 | 1436.36 | 1436.36 | 1379.66 | 1340.66 | 1340.66
SA | Solar | 378 | 378 | 378 | 378 | 378 | 378 | 378 | 378 | 378 | 378 | 378 | 378 | 378 | 378 | 378 | 646.1789 | 646.1789 | 1578 | 1578 | 1633 | 1633 | 1633
SA | Distributed PV | 1149.4058 | 1164.6429 | 1186.3146 | 1214.1667 | 1243.0616 | 1271.0399 | 1294.6729 | 1313.7852 | 1327.5487 | 1340.0434 | 1350.6717 | 1363.5812 | 1378.9564 | 1397.8696 | 1413.0309 | 1432.4622 | 1445.5549 | 1460.4016 | 1474.5769 | 1489.8527 | 1512.2395 | 1539.7229
Total |  | 7059.0607 | 7072.7006 | 6852.8219 | 6699.1606 | 6726.5754 | 6753.1213 | 6775.368 | 6793.1307 | 6805.5264 | 6726.0807 | 6489.539 | 6891.7713 | 7108.1977 | 6899.6531 | 6914.9353 | 7368.609 | 7257.9537 | 7980.7491 | 8147.7702 | 8410.6609 | 8392.9565 | 8419.3928
SA | DSP | 32.99 | 32.9295 | 33.1119 | 33.13 | 33.1769 | 33.1534 | 33.2485 | 33.0045 | 33.1276 | 33.3655 | 33.5217 | 33.8181 | 33.8863 | 33.5927 | 33.8185 | 33.8305 | 34.187 | 34.5307 | 34.5364 | 34.6182 | 34.7224 | 35.1646
Total including DSP |  | 7092.0507 | 7105.6301 | 6885.9338 | 6732.2906 | 6759.7523 | 6786.2746 | 6808.6166 | 6826.1352 | 6838.654 | 6759.4462 | 6523.0607 | 6925.5893 | 7142.084 | 6933.2458 | 6948.7538 | 7402.4395 | 7292.1407 | 8015.2798 | 8182.3065 | 8445.279 | 8427.6789 | 8454.5574
Region | Technology | Existing+Committed in 2021 | 2022 | 2023 | 2024 | 2025 | 2026 | 2027 | 2028 | 2029 | 2030 | 2031 | 2032 | 2033 | 2034 | 2035 | 2036 | 2037 | 2038 | 2039 | 2040 | 2041 | 2042
TAS | Black Coal | 0 | 0 | 0 | 0 | 0 | 0 | 0 | 0 | 0 | 0 | 0 | 0 | 0 | 0 | 0 | 0 | 0 | 0 | 0 | 0 | 0 | 0
TAS | Brown Coal | 0 | 0 | 0 | 0 | 0 | 0 | 0 | 0 | 0 | 0 | 0 | 0 | 0 | 0 | 0 | 0 | 0 | 0 | 0 | 0 | 0 | 0
TAS | CCGT | 0 | 0 | 0 | 0 | 0 | 0 | 0 | 0 | 0 | 0 | 0 | 0 | 0 | 0 | 0 | 0 | 0 | 0 | 0 | 0 | 0 | 0
TAS | Peaking Gas+Liquids | 178 | 178 | 178 | 178 | 178 | 178 | 178 | 178 | 178 | 178 | 178 | 178 | 178 | 178 | 178 | 178 | 178 | 178 | 178 | 178 | 58 | 58
TAS | Hydro | 2263.1 | 2263.1 | 2263.1 | 2263.1 | 2263.1 | 2263.1 | 2263.1 | 2263.1 | 2263.1 | 2263.1 | 2263.1 | 2263.1 | 2263.1 | 2263.1 | 2263.1 | 2263.1 | 2263.1 | 2263.1 | 2263.1 | 2263.1 | 2263.1 | 2263.1
TAS | Dispatchable Storage | 2.0702 | 2.3051 | 2.0964 | 1.8942 | 1.7359 | 1.5937 | 1.4091 | 1.2717 | 1.1345 | 1.0147 | 0.91321 | 1.0179 | 1.2282 | 1.4805 | 1.7376 | 2.0001 | 2.2309 | 2.4426 | 2.7093 | 3.0153 | 3.1872 | 3.3383
TAS | Behind the Meter Storage | 4.8305 | 5.3786 | 6.0991 | 6.7766 | 8.3756 | 10.1532 | 11.0389 | 11.9298 | 12.4733 | 14.2605 | 14.8219 | 16.4929 | 17.2458 | 18.2596 | 19.0672 | 19.7718 | 20.1044 | 20.2959 | 20.9795 | 21.9773 | 22.0676 | 22.1413
TAS | Wind | 572.95 | 572.95 | 572.95 | 572.95 | 572.95 | 572.95 | 572.95 | 572.95 | 572.95 | 572.95 | 572.95 | 572.95 | 572.95 | 572.95 | 572.95 | 572.95 | 572.95 | 572.95 | 572.95 | 572.95 | 572.95 | 572.95
TAS | Solar | 0 | 0 | 0 | 0 | 0 | 0 | 0 | 0 | 0 | 0 | 0 | 0 | 0 | 0 | 0 | 0 | 0 | 0 | 0 | 0 | 0 | 0
TAS | Distributed PV | 162.2877 | 163.212 | 164.6272 | 166.1419 | 167.361 | 168.2103 | 168.6217 | 169.1259 | 169.4605 | 170.0493 | 170.6313 | 176.8599 | 182.7761 | 189.2423 | 192.9831 | 198.9995 | 202.4427 | 207.2642 | 211.3161 | 215.5785 | 224.0765 | 232.2849
Total |  | 3183.2384 | 3184.9457 | 3186.8727 | 3188.8627 | 3191.5225 | 3194.0072 | 3195.1197 | 3196.3773 | 3197.1183 | 3199.3745 | 3200.4164 | 3208.4208 | 3215.3 | 3223.0324 | 3227.8379 | 3234.8214 | 3238.828 | 3244.0526 | 3249.0549 | 3254.6211 | 3143.3813 | 3151.8146
TAS | DSP | 29.51 | 29.3409 | 29.4064 | 29.3906 | 29.3105 | 29.21 | 29.2111 | 28.5116 | 28.984 | 29.3875 | 29.3389 | 29.3025 | 29.2123 | 29.1776 | 29.1483 | 28.9 | 28.8951 | 28.9384 | 28.9434 | 28.9814 | 28.9296 | 29.021
Total including DSP |  | 3212.7484 | 3214.2865 | 3216.2791 | 3218.2533 | 3220.833 | 3223.2172 | 3224.3308 | 3224.889 | 3226.1024 | 3228.7621 | 3229.7553 | 3237.7233 | 3244.5123 | 3252.21 | 3256.9862 | 3263.7214 | 3267.7232 | 3272.991 | 3277.9983 | 3283.6025 | 3172.311 | 3180.8355

## Capacity_2
Installed capacity by technology (MW) - Slow Change (DP6)
Capacity calculated on 1 July. Years are financial year ending. In early study years some wind and solar projects enter later in the financial year and are reflected in the following financial year's capacity.
Region | Technology | Existing+Committed in 2021 | 2022 | 2023 | 2024 | 2025 | 2026 | 2027 | 2028 | 2029 | 2030 | 2031 | 2032 | 2033 | 2034 | 2035 | 2036 | 2037 | 2038 | 2039 | 2040 | 2041 | 2042
NEM | Black Coal | 18336 | 18336 | 17861 | 16386 | 16386 | 16386 | 16386 | 16386 | 15686 | 14366 | 14366 | 14366 | 11486 | 11486 | 11486 | 10366 | 10366 | 10366 | 10366 | 10366 | 10366 | 10366
NEM | Brown Coal | 4820 | 4820 | 4820 | 4820 | 4820 | 4820 | 4820 | 4820 | 4820 | 4470 | 4120 | 3745 | 3370 | 3370 | 3370 | 3370 | 3370 | 3370 | 3370 | 3370 | 3370 | 3370
NEM | CCGT | 4285.9 | 4285.9 | 4045.9 | 3865.9 | 3865.9 | 3865.9 | 3865.9 | 3865.9 | 3480.9 | 3480.9 | 3480.9 | 3480.9 | 3480.9 | 3480.9 | 3480.9 | 2680.9 | 2680.9 | 2151.9 | 2151.9 | 1508.5 | 1508.5 | 1508.5
NEM | Peaking Gas+Liquids | 6812.873 | 6812.873 | 6812.873 | 6812.873 | 6812.873 | 6812.873 | 6812.873 | 6812.873 | 6812.873 | 6812.873 | 6430.373 | 6430.373 | 6196.033 | 5734.033 | 5617.033 | 5487.033 | 5533.6767 | 5606.1724 | 5606.1724 | 5166.1724 | 5046.1724 | 5361.1992
NEM | Hydro | 6906.5 | 6906.5 | 6906.5 | 6906.5 | 6906.5 | 6906.5 | 6906.5 | 6906.5 | 6906.5 | 6906.5 | 6906.5 | 6906.5 | 6906.5 | 6906.5 | 6906.5 | 6906.5 | 6906.5 | 6820.1 | 6820.1 | 6820.1 | 6820.1 | 6820.1
NEM | Dispatchable Storage | 1214.834 | 1223.7906 | 1231.3997 | 1220.2505 | 3250.2038 | 3241.1682 | 3233.0451 | 3225.7371 | 3219.1614 | 3213.2384 | 3177.9136 | 3183.2156 | 3434.9765 | 3392.799 | 3602.9803 | 4016.377 | 4270.0463 | 5472.9186 | 5995.5315 | 6011.0076 | 6020.7204 | 8474.057
NEM | Behind the Meter Storage | 267.9459 | 288.8448 | 324.0954 | 358.6582 | 435.224 | 517.0988 | 572.2576 | 616.6927 | 650.4679 | 748.1813 | 777.6685 | 862.2066 | 909.7018 | 957.1464 | 984.5786 | 1004.7686 | 1004.7577 | 1014.1258 | 1045.7565 | 1097.1276 | 1109.4674 | 1121.5293
NEM | Wind | 9005.458 | 9005.458 | 10092.658 | 10092.658 | 10232.458 | 10552.458 | 10872.458 | 11192.458 | 11512.458 | 11741.708 | 11695.708 | 11695.708 | 11695.708 | 11417.008 | 11417.008 | 11408.5714 | 11107.2714 | 11033.128 | 10424.128 | 9905.428 | 10010.2082 | 9961.9082
NEM | Solar | 5151.711 | 5151.711 | 5941.711 | 5941.711 | 6141.711 | 6241.711 | 6341.711 | 6441.711 | 6541.711 | 6641.711 | 6641.711 | 6641.711 | 6641.711 | 6641.711 | 6641.711 | 6588.4352 | 7229.4028 | 8537.2275 | 8386.9275 | 8855.0598 | 10245.411 | 10430.411
NEM | Distributed PV | 9035.1393 | 9148.7771 | 9281.6281 | 9419.0274 | 9648.8783 | 9886.076 | 10115.3167 | 10359.5872 | 10598.6715 | 10837.0637 | 11119.3671 | 11675.8304 | 12210.1901 | 12788.2263 | 13210.2448 | 13788.4128 | 14167.0091 | 14605.2364 | 15020.0172 | 15460.3776 | 16089.1305 | 16720.1873
Total |  | 65836.3612 | 65979.8546 | 67317.7652 | 65823.5781 | 68499.7482 | 69229.785 | 69926.0615 | 70627.4589 | 70228.7428 | 69218.1754 | 68716.1412 | 68987.4446 | 66331.7204 | 66174.3237 | 66716.9557 | 65616.9979 | 66635.5641 | 68976.8086 | 69186.5331 | 68559.773 | 70585.7099 | 74133.892
NEM | DSP | 442.51 | 442.0713 | 443.9712 | 443.9629 | 444.966 | 443.6187 | 444.7422 | 445.285 | 448.3596 | 450.2827 | 451.8219 | 454.6241 | 455.4033 | 456.4836 | 459.3021 | 461.2525 | 464.2804 | 468.014 | 470.3231 | 474.9428 | 478.1686 | 481.1154
Total including DSP |  | 66278.8712 | 66421.9259 | 67761.7364 | 66267.541 | 68944.7141 | 69673.4037 | 70370.8036 | 71072.7439 | 70677.1024 | 69668.4581 | 69167.9631 | 69442.0687 | 66787.1236 | 66630.8072 | 67176.2578 | 66078.2504 | 67099.8445 | 69444.8226 | 69656.8563 | 69034.7158 | 71063.8786 | 74615.0074
Region | Technology | Existing+Committed in 2021 | 2022 | 2023 | 2024 | 2025 | 2026 | 2027 | 2028 | 2029 | 2030 | 2031 | 2032 | 2033 | 2034 | 2035 | 2036 | 2037 | 2038 | 2039 | 2040 | 2041 | 2042
NSW | Black Coal | 10210 | 10210 | 9735 | 8260 | 8260 | 8260 | 8260 | 8260 | 8260 | 6940 | 6940 | 6940 | 4060 | 4060 | 4060 | 4060 | 4060 | 4060 | 4060 | 4060 | 4060 | 4060
NSW | Brown Coal | 0 | 0 | 0 | 0 | 0 | 0 | 0 | 0 | 0 | 0 | 0 | 0 | 0 | 0 | 0 | 0 | 0 | 0 | 0 | 0 | 0 | 0
NSW | CCGT | 440 | 440 | 440 | 440 | 440 | 440 | 440 | 440 | 440 | 440 | 440 | 440 | 440 | 440 | 440 | 440 | 440 | 440 | 440 | 440 | 440 | 440
NSW | Peaking Gas+Liquids | 1561.233 | 1561.233 | 1561.233 | 1561.233 | 1561.233 | 1561.233 | 1561.233 | 1561.233 | 1561.233 | 1561.233 | 1561.233 | 1561.233 | 1561.233 | 1561.233 | 1561.233 | 1511.233 | 1511.233 | 1511.233 | 1511.233 | 1511.233 | 1511.233 | 1511.233
NSW | Hydro | 2285 | 2285 | 2285 | 2285 | 2285 | 2285 | 2285 | 2285 | 2285 | 2285 | 2285 | 2285 | 2285 | 2285 | 2285 | 2285 | 2285 | 2285 | 2285 | 2285 | 2285 | 2285
NSW | Dispatchable Storage | 273.5429 | 278.9466 | 276.5673 | 274.1206 | 2312.9561 | 2310.8945 | 2308.0952 | 2305.7759 | 2303.2789 | 2301.241 | 2299.238 | 2301.6603 | 2306.4918 | 2312.0512 | 2317.1341 | 2322.2128 | 2326.404 | 2330.9819 | 2336.6256 | 2343.2844 | 2347.3811 | 2351.106
NSW | Behind the Meter Storage | 78.2667 | 90.8754 | 106.3853 | 122.0708 | 159.0099 | 196.8198 | 220.1066 | 241.8092 | 255.9475 | 298.5089 | 312.245 | 350.9428 | 371.9998 | 395.2983 | 407.4804 | 417.2829 | 418.1823 | 423.6139 | 438.4782 | 461.2552 | 466.5348 | 471.6147
NSW | Wind | 1639.46 | 1639.46 | 1866.46 | 1866.46 | 1866.46 | 1866.46 | 1866.46 | 1866.46 | 1866.46 | 1866.46 | 1866.46 | 1866.46 | 1866.46 | 1866.46 | 1866.46 | 1866.46 | 1819.96 | 1377.48 | 1347.48 | 1347.48 | 986.98 | 938.68
NSW | Solar | 1837.317 | 1837.317 | 2217.317 | 2217.317 | 2217.317 | 2217.317 | 2217.317 | 2217.317 | 2217.317 | 2217.317 | 2217.317 | 2217.317 | 2217.317 | 2217.317 | 2217.317 | 2217.317 | 2217.317 | 2323.8335 | 2173.5335 | 2641.6658 | 4032.017 | 4217.017
NSW | Distributed PV | 2415.4198 | 2438.4146 | 2464.4743 | 2490.6261 | 2540.6657 | 2589.9408 | 2638.9131 | 2688.0886 | 2737.4377 | 2786.9454 | 2837.697 | 3027.099 | 3219.4606 | 3424.5941 | 3570.1283 | 3770.1159 | 3886.0245 | 4023.4553 | 4150.1302 | 4285.6689 | 4493.1179 | 4698.2345
Total |  | 20740.2394 | 20781.2467 | 20952.4369 | 19516.8275 | 21642.6416 | 21727.6651 | 21797.125 | 21865.6838 | 21926.6741 | 20696.7053 | 20759.19 | 20989.7121 | 18327.9621 | 18561.9537 | 18724.7528 | 18889.6216 | 18964.1208 | 18775.5976 | 18742.4806 | 19375.5873 | 20622.2638 | 20972.8852
NSW | DSP | 93.24 | 92.7967 | 93.2401 | 92.9471 | 92.8468 | 92.2263 | 92.7597 | 92.4736 | 93.8393 | 94.9095 | 95.2662 | 95.8153 | 96.2667 | 96.5819 | 98.0168 | 98.0037 | 98.7785 | 99.8537 | 101.0874 | 101.7975 | 102.7059 | 103.3438
Total including DSP |  | 20833.4794 | 20874.0433 | 21045.677 | 19609.7746 | 21735.4884 | 21819.8914 | 21889.8846 | 21958.1573 | 22020.5133 | 20791.6148 | 20854.4562 | 21085.5274 | 18424.2289 | 18658.5356 | 18822.7696 | 18987.6253 | 19062.8994 | 18875.4514 | 18843.568 | 19477.3848 | 20724.9697 | 21076.2291
Region | Technology | Existing+Committed in 2021 | 2022 | 2023 | 2024 | 2025 | 2026 | 2027 | 2028 | 2029 | 2030 | 2031 | 2032 | 2033 | 2034 | 2035 | 2036 | 2037 | 2038 | 2039 | 2040 | 2041 | 2042
QLD | Black Coal | 8126 | 8126 | 8126 | 8126 | 8126 | 8126 | 8126 | 8126 | 7426 | 7426 | 7426 | 7426 | 7426 | 7426 | 7426 | 6306 | 6306 | 6306 | 6306 | 6306 | 6306 | 6306
QLD | Brown Coal | 0 | 0 | 0 | 0 | 0 | 0 | 0 | 0 | 0 | 0 | 0 | 0 | 0 | 0 | 0 | 0 | 0 | 0 | 0 | 0 | 0 | 0
QLD | CCGT | 1596.9 | 1596.9 | 1596.9 | 1596.9 | 1596.9 | 1596.9 | 1596.9 | 1596.9 | 1211.9 | 1211.9 | 1211.9 | 1211.9 | 1211.9 | 1211.9 | 1211.9 | 1211.9 | 1211.9 | 1211.9 | 1211.9 | 1068.5 | 1068.5 | 1068.5
QLD | Peaking Gas+Liquids | 1909.5 | 1909.5 | 1909.5 | 1909.5 | 1909.5 | 1909.5 | 1909.5 | 1909.5 | 1909.5 | 1909.5 | 1909.5 | 1909.5 | 1909.5 | 1617.5 | 1500.5 | 1500.5 | 1500.5 | 1500.5 | 1500.5 | 1500.5 | 1500.5 | 1500.5
QLD | Hydro | 152.4 | 152.4 | 152.4 | 152.4 | 152.4 | 152.4 | 152.4 | 152.4 | 152.4 | 152.4 | 152.4 | 152.4 | 152.4 | 152.4 | 152.4 | 152.4 | 152.4 | 66 | 66 | 66 | 66 | 66
QLD | Dispatchable Storage | 584.3798 | 585.715 | 604.8458 | 603.9011 | 603.7136 | 603.2904 | 602.7025 | 601.6344 | 600.5144 | 599.8076 | 598.6846 | 599.586 | 602.1257 | 604.6167 | 607.3632 | 609.88 | 611.8556 | 613.9138 | 1126.2231 | 1129.6491 | 1131.8373 | 1133.8742
QLD | Behind the Meter Storage | 33.5528 | 36.6683 | 43.1908 | 49.733 | 66.1666 | 84.6693 | 99.5155 | 109.1449 | 115.604 | 137.8299 | 140.9561 | 155.3132 | 170.2702 | 180.2726 | 190.5298 | 196.5185 | 196.9579 | 198.7023 | 206.0564 | 218.9232 | 223.1174 | 227.2408
QLD | Wind | 676.608 | 676.608 | 1176.608 | 1176.608 | 1176.608 | 1176.608 | 1176.608 | 1176.608 | 1176.608 | 1176.608 | 1176.608 | 1176.608 | 1176.608 | 1176.608 | 1176.608 | 1320.0714 | 1320.0714 | 1821.608 | 1821.608 | 1821.608 | 2519.1882 | 2519.1882
QLD | Solar | 1971.857 | 1971.857 | 2381.857 | 2381.857 | 2381.857 | 2381.857 | 2381.857 | 2381.857 | 2381.857 | 2381.857 | 2381.857 | 2381.857 | 2381.857 | 2381.857 | 2381.857 | 2260.857 | 2260.857 | 2210.857 | 2210.857 | 2210.857 | 2210.857 | 2210.857
QLD | Distributed PV | 3166.2523 | 3210.5474 | 3263.0834 | 3316.3697 | 3436.235 | 3555.2013 | 3674.3944 | 3793.266 | 3911.9889 | 4030.6748 | 4149.4314 | 4286.942 | 4432.2773 | 4583.1214 | 4723.3218 | 4886.6644 | 5027.2166 | 5173.8802 | 5320.9929 | 5474.3823 | 5663.1635 | 5854.9338
Total |  | 18217.4499 | 18266.1957 | 19254.385 | 19313.2688 | 19449.3802 | 19586.426 | 19719.8774 | 19847.3103 | 18886.3723 | 19026.5773 | 19147.337 | 19300.1061 | 19462.9382 | 19334.2757 | 19370.4797 | 18444.7913 | 18587.7585 | 19103.3613 | 19770.1374 | 19796.4196 | 20689.1634 | 20887.094
QLD | DSP | 202.14 | 202.7983 | 204.7439 | 205.5438 | 205.9543 | 206.3633 | 206.9416 | 208.9003 | 209.5571 | 209.95 | 210.5289 | 212.0683 | 212.6805 | 213.7842 | 214.7939 | 216.7486 | 217.6334 | 219.3607 | 220.2781 | 222.772 | 224.1762 | 225.1388
Total including DSP |  | 18419.5899 | 18468.994 | 19459.1289 | 19518.8126 | 19655.3345 | 19792.7893 | 19926.819 | 20056.2106 | 19095.9294 | 19236.5273 | 19357.866 | 19512.1744 | 19675.6187 | 19548.0599 | 19585.2736 | 18661.5399 | 18805.3919 | 19322.722 | 19990.4155 | 20019.1916 | 20913.3396 | 21112.2328
Region | Technology | Existing+Committed in 2021 | 2022 | 2023 | 2024 | 2025 | 2026 | 2027 | 2028 | 2029 | 2030 | 2031 | 2032 | 2033 | 2034 | 2035 | 2036 | 2037 | 2038 | 2039 | 2040 | 2041 | 2042
VIC | Black Coal | 0 | 0 | 0 | 0 | 0 | 0 | 0 | 0 | 0 | 0 | 0 | 0 | 0 | 0 | 0 | 0 | 0 | 0 | 0 | 0 | 0 | 0
VIC | Brown Coal | 4820 | 4820 | 4820 | 4820 | 4820 | 4820 | 4820 | 4820 | 4820 | 4470 | 4120 | 3745 | 3370 | 3370 | 3370 | 3370 | 3370 | 3370 | 3370 | 3370 | 3370 | 3370
VIC | CCGT | 500 | 500 | 500 | 500 | 500 | 500 | 500 | 500 | 500 | 500 | 500 | 500 | 500 | 500 | 500 | 500 | 500 | 500 | 500 | 0 | 0 | 0
VIC | Peaking Gas+Liquids | 1900 | 1900 | 1900 | 1900 | 1900 | 1900 | 1900 | 1900 | 1900 | 1900 | 1900 | 1900 | 1900 | 1730 | 1730 | 1730 | 1730 | 1730 | 1730 | 1290 | 1290 | 1290
VIC | Hydro | 2206 | 2206 | 2206 | 2206 | 2206 | 2206 | 2206 | 2206 | 2206 | 2206 | 2206 | 2206 | 2206 | 2206 | 2206 | 2206 | 2206 | 2206 | 2206 | 2206 | 2206 | 2206
VIC | Dispatchable Storage | 90.6997 | 93.1616 | 91.7941 | 90.5689 | 89.731 | 89.1933 | 88.3106 | 87.2691 | 86.5508 | 86.1483 | 85.4008 | 87.3394 | 330.3723 | 278.7357 | 504.6949 | 507.6635 | 510.0945 | 512.8651 | 516.408 | 520.7251 | 523.349 | 2376.132
VIC | Behind the Meter Storage | 36.6325 | 42.377 | 48.859 | 55.6995 | 71.0753 | 90.4214 | 104.2792 | 115.0992 | 126.9982 | 156.6716 | 168.811 | 199.9248 | 213.1557 | 228.6997 | 235.2689 | 241.2872 | 241.8747 | 246.0366 | 256.7219 | 273.1075 | 277.6064 | 281.9632
VIC | Wind | 3976.73 | 3976.73 | 4336.93 | 4336.93 | 4476.73 | 4796.73 | 5116.73 | 5436.73 | 5756.73 | 6076.73 | 6076.73 | 6076.73 | 6076.73 | 6024.23 | 6024.23 | 6024.23 | 6024.23 | 5957.03 | 5537.03 | 5345.03 | 5056.73 | 5056.73
VIC | Solar | 964.537 | 964.537 | 964.537 | 964.537 | 1164.537 | 1264.537 | 1364.537 | 1464.537 | 1564.537 | 1664.537 | 1664.537 | 1664.537 | 1664.537 | 1664.537 | 1664.537 | 1664.537 | 1664.537 | 1664.537 | 1664.537 | 1664.537 | 1664.537 | 1664.537
VIC | Distributed PV | 2141.7737 | 2171.9603 | 2203.1286 | 2231.7231 | 2261.5552 | 2301.6837 | 2338.7146 | 2395.3214 | 2452.2357 | 2509.3508 | 2610.9357 | 2821.3483 | 2996.7197 | 3193.3989 | 3310.7807 | 3500.1707 | 3605.7704 | 3740.2351 | 3863.0012 | 3994.8952 | 4196.5332 | 4395.0111
Total |  | 16636.3729 | 16674.7659 | 17071.2487 | 17105.4585 | 17489.6285 | 17968.5654 | 18438.5713 | 18924.9568 | 19413.0516 | 19569.4376 | 19332.4145 | 19200.8796 | 19257.5148 | 19195.6013 | 19545.5114 | 19743.8884 | 19852.5065 | 19926.7038 | 19643.6981 | 18664.2947 | 18584.7556 | 20640.3734
VIC | DSP | 84.63 | 84.206 | 83.469 | 82.9515 | 83.6774 | 82.6657 | 82.5813 | 82.395 | 82.8516 | 82.6701 | 83.1661 | 83.6199 | 83.3575 | 83.3472 | 83.5246 | 83.7698 | 84.7863 | 85.3305 | 85.4778 | 86.7737 | 87.6345 | 88.4473
Total including DSP |  | 16721.0029 | 16758.9719 | 17154.7177 | 17188.4099 | 17573.3058 | 18051.2311 | 18521.1526 | 19007.3518 | 19495.9033 | 19652.1077 | 19415.5807 | 19284.4995 | 19340.8723 | 19278.9485 | 19629.0361 | 19827.6581 | 19937.2928 | 20012.0343 | 19729.1759 | 18751.0684 | 18672.3901 | 20728.8207
Region | Technology | Existing+Committed in 2021 | 2022 | 2023 | 2024 | 2025 | 2026 | 2027 | 2028 | 2029 | 2030 | 2031 | 2032 | 2033 | 2034 | 2035 | 2036 | 2037 | 2038 | 2039 | 2040 | 2041 | 2042
SA | Black Coal | 0 | 0 | 0 | 0 | 0 | 0 | 0 | 0 | 0 | 0 | 0 | 0 | 0 | 0 | 0 | 0 | 0 | 0 | 0 | 0 | 0 | 0
SA | Brown Coal | 0 | 0 | 0 | 0 | 0 | 0 | 0 | 0 | 0 | 0 | 0 | 0 | 0 | 0 | 0 | 0 | 0 | 0 | 0 | 0 | 0 | 0
SA | CCGT | 1749 | 1749 | 1509 | 1329 | 1329 | 1329 | 1329 | 1329 | 1329 | 1329 | 1329 | 1329 | 1329 | 1329 | 1329 | 529 | 529 | 0 | 0 | 0 | 0 | 0
SA | Peaking Gas+Liquids | 1264.14 | 1264.14 | 1264.14 | 1264.14 | 1264.14 | 1264.14 | 1264.14 | 1264.14 | 1264.14 | 1264.14 | 881.64 | 881.64 | 647.3 | 647.3 | 647.3 | 567.3 | 613.9437 | 686.4394 | 686.4394 | 686.4394 | 686.4394 | 1001.4662
SA | Hydro | 0 | 0 | 0 | 0 | 0 | 0 | 0 | 0 | 0 | 0 | 0 | 0 | 0 | 0 | 0 | 0 | 0 | 0 | 0 | 0 | 0 | 0
SA | Dispatchable Storage | 264.1414 | 263.6623 | 256.0962 | 249.7656 | 242.0672 | 236.1963 | 232.5277 | 229.7859 | 227.6828 | 225.0268 | 193.6771 | 193.612 | 194.7586 | 195.9148 | 172.0505 | 574.6205 | 819.4614 | 2012.715 | 2013.5655 | 2014.3337 | 2014.9657 | 2609.6065
SA | Behind the Meter Storage | 114.6634 | 113.5454 | 119.5612 | 124.3783 | 130.5966 | 135.0351 | 137.3174 | 138.7096 | 139.445 | 140.9105 | 140.8345 | 139.5328 | 137.0303 | 134.6162 | 132.2324 | 129.9082 | 127.6384 | 125.4772 | 123.5205 | 121.8644 | 120.1412 | 118.5692
SA | Wind | 2139.71 | 2139.71 | 2139.71 | 2139.71 | 2139.71 | 2139.71 | 2139.71 | 2139.71 | 2139.71 | 2048.96 | 2002.96 | 2002.96 | 2002.96 | 1776.76 | 1776.76 | 1624.86 | 1370.06 | 1304.06 | 1145.06 | 818.36 | 874.36 | 874.36
SA | Solar | 378 | 378 | 378 | 378 | 378 | 378 | 378 | 378 | 378 | 378 | 378 | 378 | 378 | 378 | 378 | 445.7242 | 1086.6918 | 2338 | 2338 | 2338 | 2338 | 2338
SA | Distributed PV | 1149.4058 | 1164.6429 | 1186.3146 | 1214.1667 | 1243.0616 | 1271.0399 | 1294.6729 | 1313.7852 | 1327.5487 | 1340.0434 | 1350.6717 | 1363.5812 | 1378.9564 | 1397.8696 | 1413.0309 | 1432.4622 | 1445.5549 | 1460.4016 | 1474.5769 | 1489.8527 | 1512.2395 | 1539.7229
Total |  | 7059.0607 | 7072.7006 | 6852.8219 | 6699.1606 | 6726.5754 | 6753.1213 | 6775.368 | 6793.1307 | 6805.5264 | 6726.0807 | 6276.7832 | 6288.326 | 6068.0052 | 5859.4606 | 5848.3738 | 5303.8751 | 5992.3502 | 7927.0932 | 7781.1622 | 7468.8503 | 7546.1459 | 8481.7248
SA | DSP | 32.99 | 32.9295 | 33.1119 | 33.13 | 33.1769 | 33.1534 | 33.2485 | 33.0045 | 33.1276 | 33.3655 | 33.5217 | 33.8181 | 33.8863 | 33.5927 | 33.8185 | 33.8305 | 34.187 | 34.5307 | 34.5364 | 34.6182 | 34.7224 | 35.1646
Total including DSP |  | 7092.0507 | 7105.6301 | 6885.9338 | 6732.2906 | 6759.7523 | 6786.2746 | 6808.6166 | 6826.1352 | 6838.654 | 6759.4462 | 6310.305 | 6322.144 | 6101.8915 | 5893.0533 | 5882.1923 | 5337.7056 | 6026.5372 | 7961.6239 | 7815.6986 | 7503.4684 | 7580.8683 | 8516.8894
Region | Technology | Existing+Committed in 2021 | 2022 | 2023 | 2024 | 2025 | 2026 | 2027 | 2028 | 2029 | 2030 | 2031 | 2032 | 2033 | 2034 | 2035 | 2036 | 2037 | 2038 | 2039 | 2040 | 2041 | 2042
TAS | Black Coal | 0 | 0 | 0 | 0 | 0 | 0 | 0 | 0 | 0 | 0 | 0 | 0 | 0 | 0 | 0 | 0 | 0 | 0 | 0 | 0 | 0 | 0
TAS | Brown Coal | 0 | 0 | 0 | 0 | 0 | 0 | 0 | 0 | 0 | 0 | 0 | 0 | 0 | 0 | 0 | 0 | 0 | 0 | 0 | 0 | 0 | 0
TAS | CCGT | 0 | 0 | 0 | 0 | 0 | 0 | 0 | 0 | 0 | 0 | 0 | 0 | 0 | 0 | 0 | 0 | 0 | 0 | 0 | 0 | 0 | 0
TAS | Peaking Gas+Liquids | 178 | 178 | 178 | 178 | 178 | 178 | 178 | 178 | 178 | 178 | 178 | 178 | 178 | 178 | 178 | 178 | 178 | 178 | 178 | 178 | 58 | 58
TAS | Hydro | 2263.1 | 2263.1 | 2263.1 | 2263.1 | 2263.1 | 2263.1 | 2263.1 | 2263.1 | 2263.1 | 2263.1 | 2263.1 | 2263.1 | 2263.1 | 2263.1 | 2263.1 | 2263.1 | 2263.1 | 2263.1 | 2263.1 | 2263.1 | 2263.1 | 2263.1
TAS | Dispatchable Storage | 2.0702 | 2.3051 | 2.0964 | 1.8942 | 1.7359 | 1.5937 | 1.4091 | 1.2717 | 1.1345 | 1.0147 | 0.91321 | 1.0179 | 1.2282 | 1.4805 | 1.7376 | 2.0001 | 2.2309 | 2.4426 | 2.7093 | 3.0153 | 3.1872 | 3.3383
TAS | Behind the Meter Storage | 4.8305 | 5.3786 | 6.0991 | 6.7766 | 8.3756 | 10.1532 | 11.0389 | 11.9298 | 12.4733 | 14.2605 | 14.8219 | 16.4929 | 17.2458 | 18.2596 | 19.0672 | 19.7718 | 20.1044 | 20.2959 | 20.9795 | 21.9773 | 22.0676 | 22.1413
TAS | Wind | 572.95 | 572.95 | 572.95 | 572.95 | 572.95 | 572.95 | 572.95 | 572.95 | 572.95 | 572.95 | 572.95 | 572.95 | 572.95 | 572.95 | 572.95 | 572.95 | 572.95 | 572.95 | 572.95 | 572.95 | 572.95 | 572.95
TAS | Solar | 0 | 0 | 0 | 0 | 0 | 0 | 0 | 0 | 0 | 0 | 0 | 0 | 0 | 0 | 0 | 0 | 0 | 0 | 0 | 0 | 0 | 0
TAS | Distributed PV | 162.2877 | 163.212 | 164.6272 | 166.1419 | 167.361 | 168.2103 | 168.6217 | 169.1259 | 169.4605 | 170.0493 | 170.6313 | 176.8599 | 182.7761 | 189.2423 | 192.9831 | 198.9995 | 202.4427 | 207.2642 | 211.3161 | 215.5785 | 224.0765 | 232.2849
Total |  | 3183.2384 | 3184.9457 | 3186.8727 | 3188.8627 | 3191.5225 | 3194.0072 | 3195.1197 | 3196.3773 | 3197.1183 | 3199.3745 | 3200.4164 | 3208.4208 | 3215.3 | 3223.0324 | 3227.8379 | 3234.8214 | 3238.828 | 3244.0526 | 3249.0549 | 3254.6211 | 3143.3813 | 3151.8146
TAS | DSP | 29.51 | 29.3409 | 29.4064 | 29.3906 | 29.3105 | 29.21 | 29.2111 | 28.5116 | 28.984 | 29.3875 | 29.3389 | 29.3025 | 29.2123 | 29.1776 | 29.1483 | 28.9 | 28.8951 | 28.9384 | 28.9434 | 28.9814 | 28.9296 | 29.021
Total including DSP |  | 3212.7484 | 3214.2865 | 3216.2791 | 3218.2533 | 3220.833 | 3223.2172 | 3224.3308 | 3224.889 | 3226.1024 | 3228.7621 | 3229.7553 | 3237.7233 | 3244.5123 | 3252.21 | 3256.9862 | 3263.7214 | 3267.7232 | 3272.991 | 3277.9983 | 3283.6025 | 3172.311 | 3180.8355

## Retirements_1
Remaining capacity of Coal (MW) - Slow Change (Counterfactual)
Capacity calculated on 1 July. Years are financial year ending.
Region | Technology | 2022 | 2023 | 2024 | 2025 | 2026 | 2027 | 2028 | 2029 | 2030 | 2031 | 2032 | 2033 | 2034 | 2035 | 2036 | 2037 | 2038 | 2039 | 2040 | 2041 | 2042
NSW | Black Coal | 10210 | 9735 | 8260 | 8260 | 8260 | 8260 | 8260 | 8260 | 6940 | 6940 | 6940 | 4942 | 4942 | 4942 | 4942 | 4942 | 4942 | 4942 | 4942 | 4942 | 4942
QLD | Black Coal | 8126 | 8126 | 8126 | 8126 | 8126 | 8126 | 8126 | 7426 | 7426 | 7426 | 7426 | 7426 | 7426 | 7426 | 6689.152 | 6253.857 | 6199.152 | 6199.152 | 6199.152 | 6199.152 | 6199.152
VIC | Brown Coal | 4820 | 4820 | 4820 | 4820 | 4820 | 4820 | 4820 | 4820 | 4470 | 4120 | 3745 | 3370 | 3370 | 3370 | 3370 | 3370 | 3370 | 3370 | 3370 | 3370 | 3370
SA | 0 | 0 | 0 | 0 | 0 | 0 | 0 | 0 | 0 | 0 | 0 | 0 | 0 | 0 | 0 | 0 | 0 | 0 | 0 | 0 | 0 | 0
TAS | 0 | 0 | 0 | 0 | 0 | 0 | 0 | 0 | 0 | 0 | 0 | 0 | 0 | 0 | 0 | 0 | 0 | 0 | 0 | 0 | 0 | 0
NEM | Total | 23156 | 22681 | 21206 | 21206 | 21206 | 21206 | 21206 | 20506 | 18836 | 18486 | 18111 | 15738 | 15738 | 15738 | 15001.152 | 14565.857 | 14511.152 | 14511.152 | 14511.152 | 14511.152 | 14511.152
Cumulative Coal Retirement
Region | Technology | 2022 | 2023 | 2024 | 2025 | 2026 | 2027 | 2028 | 2029 | 2030 | 2031 | 2032 | 2033 | 2034 | 2035 | 2036 | 2037 | 2038 | 2039 | 2040 | 2041 | 2042
NSW | Black Coal | 0 | 475 | 1950 | 1950 | 1950 | 1950 | 1950 | 1950 | 3270 | 3270 | 3270 | 5268 | 5268 | 5268 | 5268 | 5268 | 5268 | 5268 | 5268 | 5268 | 5268
QLD | Black Coal | 0 | 0 | 0 | 0 | 0 | 0 | 0 | 700 | 700 | 700 | 700 | 700 | 700 | 700 | 1436.848 | 1872.143 | 1926.848 | 1926.848 | 1926.848 | 1926.848 | 1926.848
VIC | Brown Coal | 0 | 0 | 0 | 0 | 0 | 0 | 0 | 0 | 350 | 700 | 1075 | 1450 | 1450 | 1450 | 1450 | 1450 | 1450 | 1450 | 1450 | 1450 | 1450
SA | 0 | 0 | 0 | 0 | 0 | 0 | 0 | 0 | 0 | 0 | 0 | 0 | 0 | 0 | 0 | 0 | 0 | 0 | 0 | 0 | 0 | 0
TAS | 0 | 0 | 0 | 0 | 0 | 0 | 0 | 0 | 0 | 0 | 0 | 0 | 0 | 0 | 0 | 0 | 0 | 0 | 0 | 0 | 0 | 0
NEM | Total | 0 | 475 | 1950 | 1950 | 1950 | 1950 | 1950 | 2650 | 4320 | 4670 | 5045 | 7418 | 7418 | 7418 | 8154.848 | 8590.143 | 8644.848 | 8644.848 | 8644.848 | 8644.848 | 8644.848

## Retirements_2
Remaining capacity of Coal (MW) - Slow Change (DP6)
Capacity calculated on 1 July. Years are financial year ending.
Region | Technology | 2022 | 2023 | 2024 | 2025 | 2026 | 2027 | 2028 | 2029 | 2030 | 2031 | 2032 | 2033 | 2034 | 2035 | 2036 | 2037 | 2038 | 2039 | 2040 | 2041 | 2042
NSW | Black Coal | 10210 | 9735 | 8260 | 8260 | 8260 | 8260 | 8260 | 8260 | 6940 | 6940 | 6940 | 4060 | 4060 | 4060 | 4060 | 4060 | 4060 | 4060 | 4060 | 4060 | 4060
QLD | Black Coal | 8126 | 8126 | 8126 | 8126 | 8126 | 8126 | 8126 | 7426 | 7426 | 7426 | 7426 | 7426 | 7426 | 7426 | 6306 | 6306 | 6306 | 6306 | 6306 | 6306 | 6306
VIC | Brown Coal | 4820 | 4820 | 4820 | 4820 | 4820 | 4820 | 4820 | 4820 | 4470 | 4120 | 3745 | 3370 | 3370 | 3370 | 3370 | 3370 | 3370 | 3370 | 3370 | 3370 | 3370
SA | 0 | 0 | 0 | 0 | 0 | 0 | 0 | 0 | 0 | 0 | 0 | 0 | 0 | 0 | 0 | 0 | 0 | 0 | 0 | 0 | 0 | 0
TAS | 0 | 0 | 0 | 0 | 0 | 0 | 0 | 0 | 0 | 0 | 0 | 0 | 0 | 0 | 0 | 0 | 0 | 0 | 0 | 0 | 0 | 0
NEM | Total | 23156 | 22681 | 21206 | 21206 | 21206 | 21206 | 21206 | 20506 | 18836 | 18486 | 18111 | 14856 | 14856 | 14856 | 13736 | 13736 | 13736 | 13736 | 13736 | 13736 | 13736
Cumulative Coal Retirement
Region | Technology | 2022 | 2023 | 2024 | 2025 | 2026 | 2027 | 2028 | 2029 | 2030 | 2031 | 2032 | 2033 | 2034 | 2035 | 2036 | 2037 | 2038 | 2039 | 2040 | 2041 | 2042
NSW | Black Coal | 0 | 475 | 1950 | 1950 | 1950 | 1950 | 1950 | 1950 | 3270 | 3270 | 3270 | 6150 | 6150 | 6150 | 6150 | 6150 | 6150 | 6150 | 6150 | 6150 | 6150
QLD | Black Coal | 0 | 0 | 0 | 0 | 0 | 0 | 0 | 700 | 700 | 700 | 700 | 700 | 700 | 700 | 1820 | 1820 | 1820 | 1820 | 1820 | 1820 | 1820
VIC | Brown Coal | 0 | 0 | 0 | 0 | 0 | 0 | 0 | 0 | 350 | 700 | 1075 | 1450 | 1450 | 1450 | 1450 | 1450 | 1450 | 1450 | 1450 | 1450 | 1450
SA | 0 | 0 | 0 | 0 | 0 | 0 | 0 | 0 | 0 | 0 | 0 | 0 | 0 | 0 | 0 | 0 | 0 | 0 | 0 | 0 | 0 | 0
TAS | 0 | 0 | 0 | 0 | 0 | 0 | 0 | 0 | 0 | 0 | 0 | 0 | 0 | 0 | 0 | 0 | 0 | 0 | 0 | 0 | 0 | 0
NEM | Total | 0 | 475 | 1950 | 1950 | 1950 | 1950 | 1950 | 2650 | 4320 | 4670 | 5045 | 8300 | 8300 | 8300 | 9420 | 9420 | 9420 | 9420 | 9420 | 9420 | 9420

## Generation_1
Annual as-generated generation by technology (GWh) - Slow Change (Counterfactual)
Years are financial year ending.
Region | Technology | 2022 | 2023 | 2024 | 2025 | 2026 | 2027 | 2028 | 2029 | 2030 | 2031 | 2032 | 2033 | 2034 | 2035 | 2036 | 2037 | 2038 | 2039 | 2040 | 2041 | 2042
NEM | Black Coal | 94146.455 | 88646.1718 | 89570.4385 | 87777.2977 | 87575.6621 | 86986.0456 | 89256.1878 | 87150.265 | 70103.9908 | 71249.9612 | 70257.5548 | 72620.0625 | 74078.0359 | 72403.5572 | 73429.2258 | 73161.6136 | 74012.7079 | 74841.0669 | 73442.0645 | 72502.0846 | 66756.3196
NEM | Brown Coal | 28253.2011 | 31941.5126 | 31809.7352 | 28403.5818 | 26827.1031 | 25448.2554 | 29502.36 | 24236.6159 | 22922.387 | 25154.925 | 20574.389 | 21577.5655 | 21924.2473 | 20821.0528 | 20631.2962 | 20239.2631 | 21995.6614 | 20606.3335 | 22025.2283 | 22830.435 | 20502.5283
NEM | CCGT | 3105.1642 | 3089.627 | 2957.4911 | 2973.7869 | 2794.2997 | 2725.0603 | 2841.672 | 2861.2306 | 2761.503 | 2789.8542 | 2634.6855 | 2754.4976 | 2845.2107 | 2966.364 | 2032.6735 | 2123.9866 | 5155.9907 | 1576.2732 | 1439.5199 | 3913.1603 | 5992.8747
NEM | Peaking Gas+Liquids | 80.5466 | 74.6071 | 130.6127 | 157.0723 | 143.6835 | 111.5179 | 127.5407 | 172.822 | 134.3553 | 121.0458 | 128.2499 | 188.2916 | 162.8882 | 203.7337 | 262.0063 | 285.502 | 2138.8415 | 847.0299 | 802.695 | 1807.4877 | 2570.81
NEM | Hydro | 15598.1508 | 13030.879 | 12801.2838 | 15457.938 | 13290.5947 | 14496.963 | 8992.6238 | 16256.023 | 15332.4788 | 11783.3408 | 14000.7444 | 12572.1869 | 12246.4543 | 14868.4364 | 13005.9533 | 14705.6817 | 8410.3166 | 16085.1638 | 14519.0832 | 11107.1066 | 14206.5514
NEM | Dispatchable Storage | 120.5161 | 170.2531 | 137.4375 | 135.965 | 234.8797 | 268.8124 | 239.3277 | 195.7768 | 466.1671 | 703.2276 | 977.3329 | 1952.5605 | 2243.4576 | 1722.3845 | 3971.6623 | 4279.7508 | 4393.7019 | 4657.2312 | 5100.8392 | 4489.8476 | 4847.727
NEM | Behind the Meter Storage | 206.5749 | 229.209 | 252.5604 | 296.1248 | 349.3427 | 402.4761 | 442.8262 | 470.3671 | 517.4924 | 562.5252 | 609.8212 | 653.2691 | 682.0606 | 705.7071 | 714.33 | 732.6513 | 742.5366 | 757.5414 | 779.0648 | 806.4139 | 822.2575
NEM | Wind | 29015.8764 | 30155.2809 | 30305.6578 | 30821.2184 | 33216.2714 | 33307.3107 | 32290.9574 | 33346.3623 | 34397.8966 | 34352.3008 | 36806.0531 | 33920.2005 | 33297.1043 | 33926.8923 | 35455.6224 | 34807.2446 | 32018.5457 | 32699.6823 | 34192.884 | 34774.9717 | 36836.4338
NEM | Solar | 12774.5275 | 15384.0507 | 14970.4559 | 15292.0537 | 15956.518 | 16391.1094 | 16649.143 | 14687.5434 | 15812.7095 | 16043.4251 | 16341.4661 | 17930.3109 | 17324.689 | 17058.3178 | 18830.0976 | 19328.2604 | 22283.4043 | 19728.1374 | 20870.5353 | 21132.3867 | 21602.9971
NEM | Distributed PV | 12935.1455 | 13110.5883 | 13344.5782 | 13704.3828 | 14109.1749 | 14525.1367 | 14984.4613 | 15401.2395 | 15813.2558 | 16271.6719 | 16965.6847 | 17777.8137 | 18605.0512 | 19370.5476 | 20172.9402 | 20892.9904 | 21521.0964 | 22188.5694 | 22894.0845 | 23686.5199 | 24603.0436
Total excluding storage |  | 195909.0672 | 195432.7173 | 195890.2532 | 194587.3317 | 193913.3073 | 193991.399 | 194644.946 | 194112.1017 | 177278.5768 | 177766.5248 | 177708.8275 | 179340.9293 | 180483.6809 | 181618.9017 | 183819.8153 | 185544.5425 | 187536.5644 | 188572.2565 | 190186.0948 | 191754.1524 | 193071.5586
NEM | DSP | 0 | 0 | 0 | 0.097793 | 0 | 0 | 0 | 0.093839 | 0.034086 | 0 | 0 | 0.67387 | 0.28975 | 0.29405 | 1.2141 | 0.67411 | 0.90616 | 1.2226 | 1.3778 | 0 | 1.147
Total including DSP |  | 195909.0672 | 195432.7173 | 195890.2532 | 194587.4294 | 193913.3073 | 193991.399 | 194644.946 | 194112.1955 | 177278.6109 | 177766.5248 | 177708.8275 | 179341.6031 | 180483.9706 | 181619.1957 | 183821.0294 | 185545.2166 | 187537.4705 | 188573.479 | 190187.4726 | 191754.1524 | 193072.7056
Region | Technology | 2022 | 2023 | 2024 | 2025 | 2026 | 2027 | 2028 | 2029 | 2030 | 2031 | 2032 | 2033 | 2034 | 2035 | 2036 | 2037 | 2038 | 2039 | 2040 | 2041 | 2042
NSW | Black Coal | 45801.4952 | 42935.8291 | 37947.0909 | 36436.5935 | 36402.1385 | 35908.9038 | 37761.8321 | 36571.4924 | 28497.2539 | 30062.5697 | 29733.1411 | 29183.3518 | 30321.4555 | 29244.6966 | 32052.995 | 32468.94 | 32468.94 | 32468.94 | 32557.896 | 32468.94 | 26674.2
NSW | Brown Coal | 0 | 0 | 0 | 0 | 0 | 0 | 0 | 0 | 0 | 0 | 0 | 0 | 0 | 0 | 0 | 0 | 0 | 0 | 0 | 0 | 0
NSW | CCGT | 34.6896 | 34.6896 | 104.3539 | 69.3792 | 69.3792 | 69.3792 | 69.5693 | 69.3792 | 69.3792 | 69.3792 | 69.5693 | 69.3792 | 69.3792 | 69.3792 | 74.933 | 89.0619 | 1715.9662 | 173.9564 | 140.9282 | 1645.319 | 3341.4979
NSW | Peaking Gas+Liquids | 10.7811 | 0.80251 | 10.9003 | 23.7068 | 18.7718 | 12.8446 | 13.1613 | 25.9166 | 19.3774 | 4.4215 | 20.4704 | 84.854 | 44.1962 | 71.5168 | 71.4593 | 106.3709 | 433.1661 | 138.782 | 176.9938 | 340.5511 | 995.3798
NSW | Hydro | 2178.0114 | 1831.7574 | 1805.813 | 2748.6711 | 1770.5523 | 2125.2071 | 754.723 | 3380.7892 | 3014.7706 | 1820.7516 | 2117.2395 | 1753.4013 | 1711.5409 | 2606.4202 | 1731.8976 | 2099.6659 | 818.0119 | 3230.2803 | 2885.7665 | 1775.909 | 1972.3337
NSW | Dispatchable Storage | 29.4437 | 28.7442 | 5.131 | 15.9433 | 114.7126 | 142.7139 | 112.4864 | 62.0557 | 350.0307 | 448.7964 | 525.3351 | 1274.0404 | 1571.6956 | 931.5732 | 2679.5459 | 2854.0646 | 2529.7156 | 2708.9791 | 2616.9219 | 1920.759 | 2132.477
NSW | Behind the Meter Storage | 61.9652 | 72.7084 | 83.685 | 103.6317 | 130.4986 | 154.1339 | 170.2919 | 182.9482 | 203.336 | 223.1948 | 245.6765 | 265.11 | 279.8747 | 290.4368 | 297.2499 | 306.1445 | 308.2298 | 315.6522 | 326.1997 | 337.3957 | 345.3156
NSW | Wind | 4881.3247 | 5470.2151 | 5628.1674 | 5669.3567 | 5921.2469 | 5720.1249 | 5420.2231 | 5751.1665 | 5485.6282 | 5679.4691 | 5717.2968 | 5367.749 | 5595.9758 | 5630.8601 | 5844.5965 | 5543.5277 | 5254.1685 | 5477.3074 | 5237.1767 | 5762.6193 | 5666.689
NSW | Solar | 4527.9495 | 5709.0314 | 5521.1756 | 5431.847 | 5727.075 | 5774.2156 | 5766.8822 | 5125.4809 | 5302.5502 | 5437.8332 | 5561.9202 | 6608.2876 | 6340.267 | 6208.17 | 6857.9864 | 7264.2358 | 7586.7284 | 6768.56 | 7002.9817 | 7207.3048 | 7422.8076
NSW | Distributed PV | 3530.114 | 3562.5558 | 3609.6039 | 3689.5803 | 3779.7327 | 3871.5127 | 3969.9851 | 4056.7867 | 4144.8181 | 4237.6185 | 4430.5906 | 4706.846 | 4994.1878 | 5253.7904 | 5518.5021 | 5749.1117 | 5938.0338 | 6138.4928 | 6348.2327 | 6594.1942 | 6891.0357
Total excluding storage |  | 60964.3656 | 59544.881 | 54627.105 | 54069.1346 | 53688.8963 | 53482.1878 | 53756.3761 | 54981.0115 | 46533.7776 | 47312.0427 | 47650.2279 | 47773.8689 | 49077.0024 | 49084.8333 | 52152.3698 | 53320.9139 | 54215.0149 | 54396.3188 | 54349.9756 | 55794.8374 | 52963.9437
NSW | DSP | 0 | 0 | 0 | 0.097793 | 0 | 0 | 0 | 0.093839 | 0.034086 | 0 | 0 | 0.67387 | 0.28975 | 0.29405 | 0.68603 | 0.59267 | 0.69898 | 0.828 | 0.50899 | 0 | 0.49379
Total including DSP |  | 60964.3656 | 59544.881 | 54627.105 | 54069.2324 | 53688.8963 | 53482.1878 | 53756.3761 | 54981.1053 | 46533.8117 | 47312.0427 | 47650.2279 | 47774.5427 | 49077.2922 | 49085.1274 | 52153.0558 | 53321.5065 | 54215.7139 | 54397.1468 | 54350.4846 | 55794.8374 | 52964.4375
Region | Technology | 2022 | 2023 | 2024 | 2025 | 2026 | 2027 | 2028 | 2029 | 2030 | 2031 | 2032 | 2033 | 2034 | 2035 | 2036 | 2037 | 2038 | 2039 | 2040 | 2041 | 2042
QLD | Black Coal | 48344.9598 | 45710.3426 | 51623.3476 | 51340.7042 | 51173.5236 | 51077.1418 | 51494.3557 | 50578.7726 | 41606.7369 | 41187.3915 | 40524.4138 | 43436.7107 | 43756.5804 | 43158.8606 | 41376.2308 | 40692.6736 | 41543.7679 | 42372.1269 | 40884.1685 | 40033.1446 | 40082.1196
QLD | Brown Coal | 0 | 0 | 0 | 0 | 0 | 0 | 0 | 0 | 0 | 0 | 0 | 0 | 0 | 0 | 0 | 0 | 0 | 0 | 0 | 0 | 0
QLD | CCGT | 1176.4338 | 1176.4338 | 1346.3869 | 1279.37 | 1279.37 | 1279.37 | 1282.8751 | 1232.1536 | 1232.1536 | 1232.1536 | 1235.5293 | 1232.1536 | 1232.1536 | 1232.1536 | 1240.4932 | 1274.3912 | 2779.7489 | 1349.8582 | 1298.5917 | 2267.8414 | 2651.3768
QLD | Peaking Gas+Liquids | 0.013515 | 0 | 0.6962 | 5.3713 | 4.0149 | 0.84076 | 0 | 24.408 | 0.46004 | 0 | 4.0935 | 0 | 0.50712 | 5.4489 | 19.4524 | 21.7455 | 24.5268 | 34.5399 | 38.407 | 36.2473 | 20.3092
QLD | Hydro | 678.4799 | 674.881 | 671.282 | 667.6831 | 664.0841 | 660.4852 | 656.8862 | 653.2872 | 649.6883 | 646.0893 | 642.4904 | 638.8914 | 635.2925 | 631.6935 | 628.0946 | 624.4956 | 233.9311 | 232.5751 | 231.2192 | 229.8632 | 228.5073
QLD | Dispatchable Storage | 11.4813 | 24.5768 | 20.2344 | 33.6693 | 32.9399 | 33.4719 | 31.6988 | 52.4276 | 38.7761 | 47.5345 | 64.0651 | 115.463 | 126.8725 | 157.785 | 213.9832 | 268.8243 | 523.3287 | 356.4842 | 332.6479 | 526.3792 | 527.7473
QLD | Behind the Meter Storage | 28.0734 | 32.2156 | 37.3428 | 47.0305 | 60.7238 | 74.6816 | 84.3369 | 90.7389 | 100.5057 | 111.7312 | 120.262 | 131.2891 | 140.7303 | 148.168 | 153.4857 | 158.0627 | 159.0466 | 162.9817 | 166.5558 | 176.72 | 181.8962
QLD | Wind | 2306.7854 | 4232.842 | 4120.3903 | 4071.1553 | 4240.3958 | 4515.2472 | 4229.2525 | 4285.4271 | 4237.2534 | 4249.8447 | 4088.2542 | 4167.669 | 4059.6627 | 4034.5459 | 4220.6336 | 4470.6909 | 4222.9489 | 4265.4754 | 5688.6174 | 7186.4764 | 6952.0288
QLD | Solar | 5005.2818 | 6213.3796 | 6131.1274 | 6118.8457 | 6224.2793 | 6257.3289 | 6251.2102 | 5157.2845 | 5729.0627 | 5862.248 | 6050.046 | 6249.3391 | 6143.4869 | 6107.5141 | 6236.2291 | 6222.5614 | 6226.0671 | 5166.9742 | 5741.1617 | 5843.117 | 6021.2326
QLD | Distributed PV | 4696.1655 | 4775.9386 | 4883.5203 | 5087.1361 | 5319.5914 | 5552.37 | 5795.3949 | 6016.6606 | 6244.6032 | 6475.6287 | 6730.7142 | 6982.2417 | 7250.1921 | 7516.2465 | 7802.7469 | 8066.1177 | 8325.0138 | 8590.3262 | 8873.6447 | 9159.4648 | 9481.0708
Total excluding storage |  | 62208.1198 | 62783.8176 | 68776.7507 | 68570.2656 | 68905.259 | 69342.7838 | 69709.9747 | 67947.9937 | 59699.9582 | 59653.3558 | 59275.5413 | 62707.0055 | 63077.8752 | 62686.463 | 61523.8805 | 61372.6761 | 63356.0045 | 62011.876 | 62755.8103 | 64756.1546 | 65436.6451
QLD | DSP | 0 | 0 | 0 | 0 | 0 | 0 | 0 | 0 | 0 | 0 | 0 | 0 | 0 | 0 | 0.1414 | 0.081442 | 0 | 0 | 0.26184 | 0 | 0
Total including DSP |  | 62208.1198 | 62783.8176 | 68776.7507 | 68570.2656 | 68905.259 | 69342.7838 | 69709.9747 | 67947.9937 | 59699.9582 | 59653.3558 | 59275.5413 | 62707.0055 | 63077.8752 | 62686.463 | 61524.0219 | 61372.7575 | 63356.0045 | 62011.876 | 62756.0721 | 64756.1546 | 65436.6451
Region | Technology | 2022 | 2023 | 2024 | 2025 | 2026 | 2027 | 2028 | 2029 | 2030 | 2031 | 2032 | 2033 | 2034 | 2035 | 2036 | 2037 | 2038 | 2039 | 2040 | 2041 | 2042
VIC | Black Coal | 0 | 0 | 0 | 0 | 0 | 0 | 0 | 0 | 0 | 0 | 0 | 0 | 0 | 0 | 0 | 0 | 0 | 0 | 0 | 0 | 0
VIC | Brown Coal | 28253.2011 | 31941.5126 | 31809.7352 | 28403.5818 | 26827.1031 | 25448.2554 | 29502.36 | 24236.6159 | 22922.387 | 25154.925 | 20574.389 | 21577.5655 | 21924.2473 | 20821.0528 | 20631.2962 | 20239.2631 | 21995.6614 | 20606.3335 | 22025.2283 | 22830.435 | 20502.5283
VIC | CCGT | 15.2876 | 9.0415 | 4.6307 | 3.6866 | 11.359 | 4.6752 | 5.1796 | 5.1093 | 9.0417 | 8.133 | 15.1729 | 17.6035 | 11.0865 | 18.8966 | 36.5459 | 30.0569 | 660.2756 | 52.4586 | 0 | 0 | 0
VIC | Peaking Gas+Liquids | 15.0245 | 6.1523 | 3.1812 | 1.6618 | 14.8752 | 1.9214 | 3.2316 | 3.602 | 10.1235 | 7.5138 | 17.3735 | 10.9635 | 4.5214 | 1.4736 | 27.1275 | 14.6105 | 185.7036 | 23.4673 | 36.3796 | 85.2949 | 188.3011
VIC | Hydro | 3081.6585 | 2847.4898 | 2690.2461 | 3378.2526 | 2610.0134 | 2999.9262 | 1810.9997 | 3645.3173 | 3416.9285 | 2683.0017 | 2918.9201 | 2695.6411 | 2544.6595 | 3196.1577 | 2469.4006 | 2836.4616 | 1710.926 | 3444.4971 | 3230.4866 | 2533.5488 | 2754.7293
VIC | Dispatchable Storage | 16.5837 | 32.462 | 28.8466 | 16.9907 | 20.7255 | 24.3331 | 29.697 | 22.4579 | 18.3367 | 33.1774 | 34.4959 | 37.0419 | 19.6117 | 121.1206 | 135.0949 | 146.6049 | 122.307 | 231.9772 | 779.2841 | 745.9324 | 898.286
VIC | Behind the Meter Storage | 26.6465 | 31.1188 | 35.0736 | 43.1923 | 53.7665 | 65.2296 | 74.8019 | 82.5315 | 96.8566 | 110.1433 | 125.7643 | 139.9557 | 147.2342 | 154.1175 | 154.6721 | 159.4917 | 164.7442 | 170.0676 | 177.7402 | 184.7868 | 188.3077
VIC | Wind | 12910.9399 | 12339.0217 | 12373.0208 | 12937.8693 | 14301.4438 | 14435.0825 | 14612.3701 | 15320.9114 | 16755.6787 | 16550.4581 | 18488.3254 | 16626.2967 | 16472.4825 | 17086.7809 | 18012.2573 | 17800.0857 | 16444.8458 | 16774.6311 | 17157.6616 | 15832.508 | 17749.2415
VIC | Solar | 2277.0261 | 2452.2246 | 2345.6044 | 2762.3956 | 3040.0438 | 3367.5324 | 3620.1543 | 3465.1795 | 3800.3589 | 3787.2786 | 3757.8557 | 4064.0638 | 3871.5401 | 3770.0239 | 4013.0502 | 4076.4178 | 4065.1564 | 3695.594 | 3800.3571 | 3776.8324 | 3744.4294
VIC | Distributed PV | 2852.9125 | 2890.1328 | 2931.0709 | 2967.9021 | 3013.649 | 3069.8576 | 3155.3391 | 3242.6957 | 3324.6868 | 3443.199 | 3665.5803 | 3924.1043 | 4168.9032 | 4379.9105 | 4598.0015 | 4797.2623 | 4957.4645 | 5134.4837 | 5318.0798 | 5546.132 | 5804.1992
Total excluding storage |  | 49406.0501 | 52485.5753 | 52157.4892 | 50455.3499 | 49818.4873 | 49327.2506 | 52709.6345 | 49919.431 | 50239.2052 | 51634.5092 | 49437.617 | 48916.2384 | 48997.4405 | 49274.2959 | 49787.6792 | 49794.1578 | 50020.0333 | 49731.4653 | 51568.193 | 50604.751 | 50743.4288
VIC | DSP | 0 | 0 | 0 | 0 | 0 | 0 | 0 | 0 | 0 | 0 | 0 | 0 | 0 | 0 | 0.25131 | 0 | 0 | 0.25643 | 0.43387 | 0 | 0.44224
Total including DSP |  | 49406.0501 | 52485.5753 | 52157.4892 | 50455.3499 | 49818.4873 | 49327.2506 | 52709.6345 | 49919.431 | 50239.2052 | 51634.5092 | 49437.617 | 48916.2384 | 48997.4405 | 49274.2959 | 49787.9305 | 49794.1578 | 50020.0333 | 49731.7218 | 51568.6268 | 50604.751 | 50743.871
Region | Technology | 2022 | 2023 | 2024 | 2025 | 2026 | 2027 | 2028 | 2029 | 2030 | 2031 | 2032 | 2033 | 2034 | 2035 | 2036 | 2037 | 2038 | 2039 | 2040 | 2041 | 2042
SA | Black Coal | 0 | 0 | 0 | 0 | 0 | 0 | 0 | 0 | 0 | 0 | 0 | 0 | 0 | 0 | 0 | 0 | 0 | 0 | 0 | 0 | 0
SA | Brown Coal | 0 | 0 | 0 | 0 | 0 | 0 | 0 | 0 | 0 | 0 | 0 | 0 | 0 | 0 | 0 | 0 | 0 | 0 | 0 | 0 | 0
SA | CCGT | 1878.7532 | 1869.462 | 1502.1196 | 1621.3511 | 1434.1915 | 1371.636 | 1484.048 | 1554.5885 | 1450.9286 | 1480.1884 | 1314.414 | 1435.3614 | 1532.5914 | 1645.9346 | 680.7014 | 730.4767 | 0 | 0 | 0 | 0 | 0
SA | Peaking Gas+Liquids | 54.7275 | 67.6523 | 115.8351 | 126.3324 | 106.0217 | 95.9111 | 111.1478 | 118.8954 | 104.3944 | 109.1105 | 86.3125 | 92.4741 | 113.6634 | 125.2944 | 143.9671 | 142.7751 | 1495.4449 | 650.2407 | 550.9146 | 1345.3944 | 1366.8199
SA | Hydro | 0 | 0 | 0 | 0 | 0 | 0 | 0 | 0 | 0 | 0 | 0 | 0 | 0 | 0 | 0 | 0 | 0 | 0 | 0 | 0 | 0
SA | Dispatchable Storage | 62.5722 | 84.4075 | 82.8295 | 69.0045 | 66.1281 | 68.1227 | 65.2742 | 58.7 | 58.7773 | 173.3961 | 353.287 | 525.8099 | 524.8544 | 511.5737 | 942.6604 | 1010.0556 | 1217.9178 | 1359.5616 | 1371.6878 | 1295.9243 | 1288.6039
SA | Behind the Meter Storage | 86.1655 | 88.9327 | 91.8449 | 96.718 | 97.7374 | 100.7548 | 104.8557 | 105.1224 | 106.7349 | 106.5988 | 106.4263 | 104.4099 | 101.4302 | 99.4535 | 95.2115 | 94.5883 | 95.5999 | 93.6581 | 92.6426 | 91.2151 | 90.4212
SA | Wind | 6791.8641 | 6063.9123 | 6234.5929 | 6026.6895 | 6562.7141 | 6454.3719 | 5989.2888 | 5973.5669 | 5943.0397 | 5881.2547 | 6365.8939 | 5725.6583 | 5231.6172 | 5071.7256 | 5222.2746 | 4808.6799 | 4051.8094 | 4157.8769 | 4127.6353 | 3996.6145 | 4318.3546
SA | Solar | 964.2702 | 1009.4151 | 972.5485 | 978.9654 | 965.1199 | 992.0325 | 1010.8962 | 939.5985 | 980.7376 | 956.0654 | 971.6443 | 1008.6204 | 969.395 | 972.6099 | 1722.832 | 1765.0453 | 4405.4525 | 4097.0092 | 4326.0348 | 4305.1324 | 4414.5275
SA | Distributed PV | 1650.2987 | 1674.9856 | 1711.3822 | 1749.0961 | 1784.7843 | 1819.304 | 1850.8846 | 1871.7564 | 1885.8087 | 1901.2104 | 1920.3451 | 1938.7485 | 1958.9074 | 1981.6238 | 2008.4708 | 2029.4945 | 2045.1417 | 2064.5054 | 2087.9577 | 2112.7609 | 2143.2846
Total excluding storage |  | 11339.9137 | 10685.4273 | 10536.4783 | 10502.4345 | 10852.8315 | 10733.2555 | 10446.2653 | 10458.4058 | 10364.909 | 10327.8294 | 10658.6098 | 10200.8626 | 9806.1745 | 9797.1883 | 9778.2458 | 9476.4714 | 11997.8485 | 10969.6323 | 11092.5423 | 11759.9022 | 12242.9866
SA | DSP | 0 | 0 | 0 | 0 | 0 | 0 | 0 | 0 | 0 | 0 | 0 | 0 | 0 | 0 | 0.13532 | 0 | 0.20718 | 0.13815 | 0.17309 | 0 | 0.21099
Total including DSP |  | 11339.9137 | 10685.4273 | 10536.4783 | 10502.4345 | 10852.8315 | 10733.2555 | 10446.2653 | 10458.4058 | 10364.909 | 10327.8294 | 10658.6098 | 10200.8626 | 9806.1745 | 9797.1883 | 9778.3811 | 9476.4714 | 11998.0557 | 10969.7704 | 11092.7154 | 11759.9022 | 12243.1976
Region | Technology | 2022 | 2023 | 2024 | 2025 | 2026 | 2027 | 2028 | 2029 | 2030 | 2031 | 2032 | 2033 | 2034 | 2035 | 2036 | 2037 | 2038 | 2039 | 2040 | 2041 | 2042
TAS | Black Coal | 0 | 0 | 0 | 0 | 0 | 0 | 0 | 0 | 0 | 0 | 0 | 0 | 0 | 0 | 0 | 0 | 0 | 0 | 0 | 0 | 0
TAS | Brown Coal | 0 | 0 | 0 | 0 | 0 | 0 | 0 | 0 | 0 | 0 | 0 | 0 | 0 | 0 | 0 | 0 | 0 | 0 | 0 | 0 | 0
TAS | CCGT | 0 | 0 | 0 | 0 | 0 | 0 | 0 | 0 | 0 | 0 | 0 | 0 | 0 | 0 | 0 | 0 | 0 | 0 | 0 | 0 | 0
TAS | Peaking Gas+Liquids | 0 | 0 | 0 | 0 | 0 | 0 | 0 | 0 | 0 | 0 | 0 | 0 | 0 | 0 | 0 | 0 | 0 | 0 | 0 | 0 | 0
TAS | Hydro | 9660.001 | 7676.7508 | 7633.9427 | 8663.3312 | 8245.9449 | 8711.3446 | 5770.015 | 8576.6293 | 8251.0914 | 6633.4982 | 8322.0943 | 7484.2531 | 7354.9615 | 8434.165 | 8176.5606 | 9145.0586 | 5647.4476 | 9177.8113 | 8171.611 | 6567.7856 | 9250.9811
TAS | Dispatchable Storage | 0.4352 | 0.062451 | 0.39596 | 0.35724 | 0.37359 | 0.17086 | 0.17133 | 0.13558 | 0.24632 | 0.32318 | 0.14974 | 0.20519 | 0.42342 | 0.33203 | 0.37792 | 0.20135 | 0.43288 | 0.22901 | 0.29747 | 0.85277 | 0.61279
TAS | Behind the Meter Storage | 3.7242 | 4.2334 | 4.6141 | 5.5523 | 6.6165 | 7.6763 | 8.5398 | 9.0262 | 10.0591 | 10.8571 | 11.6921 | 12.5044 | 12.7912 | 13.5314 | 13.7107 | 14.3641 | 14.916 | 15.1817 | 15.9266 | 16.2963 | 16.3167
TAS | Wind | 2124.9623 | 2049.2898 | 1949.4864 | 2116.1476 | 2190.4708 | 2182.4842 | 2039.8228 | 2015.2905 | 1976.2965 | 1991.2742 | 2146.2827 | 2032.8276 | 1937.3661 | 2102.9797 | 2155.8604 | 2184.2605 | 2044.773 | 2024.3914 | 1981.793 | 1996.7536 | 2150.1199
TAS | Solar | 0 | 0 | 0 | 0 | 0 | 0 | 0 | 0 | 0 | 0 | 0 | 0 | 0 | 0 | 0 | 0 | 0 | 0 | 0 | 0 | 0
TAS | Distributed PV | 205.6549 | 206.9754 | 209.0008 | 210.6682 | 211.4175 | 212.0925 | 212.8575 | 213.34 | 213.339 | 214.0154 | 218.4544 | 225.8732 | 232.8607 | 238.9763 | 245.219 | 251.0042 | 255.4426 | 260.7614 | 266.1695 | 273.968 | 283.4534
Total excluding storage |  | 11990.6181 | 9933.0161 | 9792.43 | 10990.147 | 10647.8332 | 11105.9213 | 8022.6954 | 10805.2598 | 10440.7268 | 8838.7877 | 10686.8315 | 9742.9539 | 9525.1882 | 10776.1211 | 10577.64 | 11580.3233 | 7947.6632 | 11462.9641 | 10419.5736 | 8838.5071 | 11684.5543
TAS | DSP | 0 | 0 | 0 | 0 | 0 | 0 | 0 | 0 | 0 | 0 | 0 | 0 | 0 | 0 | 0 | 0 | 0 | 0 | 0 | 0 | 0
Total including DSP |  | 11990.6181 | 9933.0161 | 9792.43 | 10990.147 | 10647.8332 | 11105.9213 | 8022.6954 | 10805.2598 | 10440.7268 | 8838.7877 | 10686.8315 | 9742.9539 | 9525.1882 | 10776.1211 | 10577.64 | 11580.3233 | 7947.6632 | 11462.9641 | 10419.5736 | 8838.5071 | 11684.5543
Pump Load (GWh) - Slow Change (Counterfactual)
Region | Technology | 2022 | 2023 | 2024 | 2025 | 2026 | 2027 | 2028 | 2029 | 2030 | 2031 | 2032 | 2033 | 2034 | 2035 | 2036 | 2037 | 2038 | 2039 | 2040 | 2041 | 2042
NEM | Dispatchable Storage Load | -146.0795 | -221.3295 | -174.5108 | -203.2746 | -297.006 | -347.8379 | -302.4064 | -251.5057 | -632.6347 | -963.9009 | -1326.1536 | -2550.6873 | -2887.3962 | -2228.7786 | -5168.739 | -5629.0212 | -5791.0143 | -6018.5002 | -6588.0174 | -5855.2258 | -6227.7288
NEM | Behind the Meter Storage Load | -242.9136 | -269.5124 | -296.8759 | -348.2669 | -410.7459 | -473.1998 | -520.6839 | -552.944 | -608.54 | -661.3544 | -717.0813 | -768.1235 | -801.7039 | -829.9697 | -839.8799 | -861.3489 | -873.0911 | -890.5756 | -916.2081 | -948.0822 | -966.9127
Total |  | -388.993 | -490.842 | -471.3867 | -551.5415 | -707.7519 | -821.0376 | -823.0903 | -804.4497 | -1241.1746 | -1625.2553 | -2043.2349 | -3318.8107 | -3689.1001 | -3058.7482 | -6008.6189 | -6490.3702 | -6664.1054 | -6909.0758 | -7504.2255 | -6803.3079 | -7194.6415
Region | Technology | 2022 | 2023 | 2024 | 2025 | 2026 | 2027 | 2028 | 2029 | 2030 | 2031 | 2032 | 2033 | 2034 | 2035 | 2036 | 2037 | 2038 | 2039 | 2040 | 2041 | 2042
NSW | Dispatchable Storage Load | -35.48 | -49.0546 | -12.426 | -54.7953 | -148.9878 | -192.3238 | -146.4838 | -82.6848 | -485.6389 | -646.0194 | -759.614 | -1696.6921 | -2043.0661 | -1229.9178 | -3541.0959 | -3821.9025 | -3403.3623 | -3555.1265 | -3455.939 | -2593.4861 | -2777.8682
NSW | Behind the Meter Storage Load | -72.8704 | -85.4852 | -98.3915 | -121.8894 | -153.4672 | -181.252 | -200.218 | -215.0139 | -239.1218 | -262.3765 | -288.9157 | -311.6984 | -329.0592 | -341.6277 | -349.5832 | -360.0154 | -362.4017 | -370.971 | -383.6181 | -396.6235 | -406.1047
Total |  | -108.3505 | -134.5398 | -110.8175 | -176.6847 | -302.4549 | -373.5758 | -346.7018 | -297.6987 | -724.7607 | -908.3958 | -1048.5297 | -2008.3905 | -2372.1253 | -1571.5455 | -3890.6791 | -4181.9179 | -3765.764 | -3926.0974 | -3839.5571 | -2990.1096 | -3183.9729
Region | Technology | 2022 | 2023 | 2024 | 2025 | 2026 | 2027 | 2028 | 2029 | 2030 | 2031 | 2032 | 2033 | 2034 | 2035 | 2036 | 2037 | 2038 | 2039 | 2040 | 2041 | 2042
QLD | Dispatchable Storage Load | -14.2634 | -30.2205 | -25.999 | -43.3639 | -41.6279 | -42.3433 | -39.5975 | -69.289 | -51.8635 | -63.5692 | -87.0482 | -159.1583 | -175.0898 | -218.7442 | -298.0913 | -376.0143 | -739.1052 | -500.22 | -465.6176 | -742.1047 | -743.737
QLD | Behind the Meter Storage Load | -33.0207 | -37.8773 | -43.9075 | -55.3039 | -71.411 | -87.7947 | -99.1587 | -106.6943 | -118.1905 | -131.346 | -141.4552 | -154.3625 | -165.4703 | -174.2371 | -180.5048 | -185.8205 | -186.9978 | -191.6393 | -195.8626 | -207.7408 | -213.9518
Total |  | -47.2841 | -68.0978 | -69.9065 | -98.6677 | -113.0389 | -130.138 | -138.7562 | -175.9832 | -170.054 | -194.9152 | -228.5034 | -313.5208 | -340.5601 | -392.9813 | -478.5961 | -561.8348 | -926.103 | -691.8593 | -661.4803 | -949.8455 | -957.6888
Region | Technology | 2022 | 2023 | 2024 | 2025 | 2026 | 2027 | 2028 | 2029 | 2030 | 2031 | 2032 | 2033 | 2034 | 2035 | 2036 | 2037 | 2038 | 2039 | 2040 | 2041 | 2042
VIC | Dispatchable Storage Load | -20.1546 | -39.6073 | -34.9916 | -20.6938 | -25.2527 | -29.6695 | -36.2087 | -27.4179 | -22.507 | -40.4169 | -42.1977 | -45.0273 | -23.3432 | -148.707 | -165.6671 | -180.1706 | -149.3681 | -285.0932 | -971.8025 | -921.0508 | -1115.2955
VIC | Behind the Meter Storage Load | -31.3216 | -36.5963 | -41.1963 | -50.7844 | -63.1605 | -76.6336 | -87.9677 | -97.0815 | -113.9527 | -129.5337 | -147.8226 | -164.5883 | -172.9272 | -181.2225 | -181.7228 | -187.3921 | -193.7436 | -200.0511 | -209.124 | -217.3201 | -221.3563
Total |  | -51.4762 | -76.2036 | -76.1879 | -71.4781 | -88.4132 | -106.3031 | -124.1764 | -124.4994 | -136.4597 | -169.9506 | -190.0202 | -209.6156 | -196.2704 | -329.9296 | -347.3899 | -367.5627 | -343.1117 | -485.1444 | -1180.9265 | -1138.371 | -1336.6518
Region | Technology | 2022 | 2023 | 2024 | 2025 | 2026 | 2027 | 2028 | 2029 | 2030 | 2031 | 2032 | 2033 | 2034 | 2035 | 2036 | 2037 | 2038 | 2039 | 2040 | 2041 | 2042
SA | Dispatchable Storage Load | -75.6642 | -102.3742 | -100.6331 | -84.0014 | -80.6982 | -83.2971 | -79.9182 | -71.9524 | -72.3355 | -213.5176 | -437.1151 | -649.5677 | -645.4017 | -631.0188 | -1163.44 | -1250.6917 | -1498.6744 | -1677.7849 | -1694.3075 | -1597.5877 | -1590.1072
SA | Behind the Meter Storage Load | -101.3259 | -104.5791 | -107.9647 | -113.7657 | -114.9369 | -118.5048 | -123.3044 | -123.5481 | -125.4579 | -125.3455 | -125.1526 | -122.7806 | -119.2336 | -116.9836 | -111.9673 | -111.2523 | -112.4205 | -110.0754 | -108.8937 | -107.2565 | -106.3315
Total |  | -176.9902 | -206.9533 | -208.5979 | -197.7671 | -195.6351 | -201.8019 | -203.2225 | -195.5005 | -197.7934 | -338.8631 | -562.2678 | -772.3482 | -764.6353 | -748.0024 | -1275.4073 | -1361.944 | -1611.095 | -1787.8603 | -1803.2013 | -1704.8442 | -1696.4387
Region | Technology | 2022 | 2023 | 2024 | 2025 | 2026 | 2027 | 2028 | 2029 | 2030 | 2031 | 2032 | 2033 | 2034 | 2035 | 2036 | 2037 | 2038 | 2039 | 2040 | 2041 | 2042
TAS | Dispatchable Storage Load | -0.51714 | -0.072936 | -0.46101 | -0.42019 | -0.43943 | -0.20411 | -0.19833 | -0.1617 | -0.28976 | -0.37786 | -0.17847 | -0.24191 | -0.49539 | -0.39065 | -0.44458 | -0.24202 | -0.50421 | -0.27562 | -0.3507 | -0.99639 | -0.72091
TAS | Behind the Meter Storage Load | -4.3749 | -4.9746 | -5.4158 | -6.5235 | -7.7703 | -9.0147 | -10.035 | -10.6062 | -11.817 | -12.7528 | -13.7353 | -14.6937 | -15.0136 | -15.8988 | -16.102 | -16.8687 | -17.5274 | -17.8388 | -18.7097 | -19.1413 | -19.1683
Total |  | -4.892 | -5.0475 | -5.8768 | -6.9437 | -8.2097 | -9.2188 | -10.2333 | -10.7679 | -12.1068 | -13.1307 | -13.9138 | -14.9356 | -15.509 | -16.2894 | -16.5465 | -17.1107 | -18.0316 | -18.1145 | -19.0604 | -20.1377 | -19.8893

## Generation_2
Annual as-generated generation by technology (GWh) - Slow Change (DP6)
Years are financial year ending.
Region | Technology | 2022 | 2023 | 2024 | 2025 | 2026 | 2027 | 2028 | 2029 | 2030 | 2031 | 2032 | 2033 | 2034 | 2035 | 2036 | 2037 | 2038 | 2039 | 2040 | 2041 | 2042
NEM | Black Coal | 94198.9475 | 88015.6113 | 88950.4096 | 84382.4831 | 83570.4937 | 82290.1817 | 86647.6588 | 82725.2086 | 65832.237 | 69560.2868 | 67507.1442 | 72750.9527 | 74569.0877 | 72235.5239 | 71003.6256 | 69432.1616 | 71920.7586 | 71891.8115 | 73268.7104 | 71527.2131 | 67895.4748
NEM | Brown Coal | 28253.1141 | 32545.7618 | 32305.5555 | 32137.4192 | 30864.7541 | 29358.1941 | 32258.9451 | 27951.4323 | 27194.4494 | 26856.3566 | 22254.8861 | 22839.852 | 22931.6261 | 22382.0852 | 24606.4529 | 24315.8363 | 24301.5539 | 24687.1572 | 24614.4334 | 24181.5936 | 23935.3799
NEM | CCGT | 3105.1642 | 3089.6192 | 2957.4818 | 1926.3776 | 1929.6902 | 1923.8167 | 1929.1181 | 1875.1131 | 1876.3246 | 1875.0012 | 1885.1599 | 1876.6306 | 1876.5905 | 1877.2205 | 1937.8709 | 1818.0557 | 4712.5475 | 1475.5961 | 1658.583 | 3196.2744 | 1307.649
NEM | Peaking Gas+Liquids | 80.5466 | 74.1102 | 127.7203 | 29.8755 | 12.2002 | 3.1533 | 2.8439 | 22.6767 | 8.206 | 5.3956 | 18.1766 | 12.0295 | 13.1912 | 34.2391 | 81.4364 | 78.5352 | 797.8759 | 180.2417 | 194.899 | 709.3436 | 108.096
NEM | Hydro | 15598.1508 | 13033.877 | 12839.1668 | 15820.217 | 13582.7404 | 15370.0527 | 8999.1865 | 17019.3729 | 15453.4246 | 11931.5277 | 14943.429 | 12752.1743 | 12514.8026 | 15295.0054 | 14124.9065 | 15942.9569 | 9644.3199 | 16949.2984 | 15824.9588 | 12406.2048 | 15524.8799
NEM | Dispatchable Storage | 118.7283 | 171.1581 | 132.6544 | 220.0767 | 719.5937 | 1049.8004 | 853.3209 | 633.9462 | 852.3361 | 921.4256 | 1089.4758 | 2967.6406 | 3328.6705 | 2584.2222 | 4529.956 | 4821.5016 | 5230.7318 | 5425.9722 | 5592.3689 | 5675.8148 | 7040.3971
NEM | Behind the Meter Storage | 206.5749 | 229.209 | 252.5604 | 296.1248 | 349.3427 | 402.4761 | 442.8262 | 470.3671 | 517.4924 | 562.5252 | 609.8212 | 653.2691 | 682.0606 | 705.7071 | 714.33 | 732.6513 | 742.5366 | 757.5414 | 779.0648 | 806.4139 | 822.2575
NEM | Wind | 29015.8764 | 30279.0295 | 30434.3241 | 31578.644 | 34326.0484 | 34693.3767 | 33582.4985 | 34815.2459 | 35788.3621 | 35519.0888 | 38199.0875 | 34795.2308 | 34055.3959 | 34813.7055 | 37181.418 | 35895.9952 | 34885.3999 | 33668.0105 | 32747.5552 | 33072.6287 | 35334.6623
NEM | Solar | 12774.5275 | 15384.0507 | 14970.4559 | 15356.9771 | 16044.6709 | 16503.9721 | 16790.213 | 14822.6718 | 15941.5927 | 16176.9954 | 16479.5854 | 17217.8276 | 16622.5509 | 16386.4222 | 17009.961 | 18794.006 | 22487.2057 | 19668.9331 | 21812.3203 | 25750.7763 | 26850.5142
NEM | Distributed PV | 12935.1455 | 13110.5883 | 13344.5782 | 13704.3828 | 14109.1749 | 14525.1367 | 14984.4613 | 15401.2395 | 15813.2558 | 16271.6719 | 16965.6847 | 17777.8137 | 18605.0512 | 19370.5476 | 20172.9402 | 20892.9904 | 21521.0964 | 22188.5694 | 22894.0845 | 23686.5199 | 24603.0436
Total excluding storage |  | 195961.4727 | 195532.6479 | 195929.6921 | 194936.3763 | 194439.7726 | 194667.884 | 195194.9252 | 194632.9608 | 177907.8523 | 178196.3239 | 178253.1534 | 180022.5111 | 181188.296 | 182394.7492 | 186118.6117 | 187170.5372 | 190270.7577 | 190709.6179 | 193015.5445 | 194530.5544 | 195559.6997
NEM | DSP | 0 | 0 | 0 | 0.097793 | 0 | 0 | 0 | 0.093839 | 0.034086 | 0 | 0 | 0.67387 | 0.28975 | 0.29405 | 1.2141 | 0.67411 | 0.90616 | 1.2226 | 1.3778 | 0 | 1.147
Total including DSP |  | 195961.4727 | 195532.6479 | 195929.6921 | 194936.4741 | 194439.7726 | 194667.884 | 195194.9252 | 194633.0546 | 177907.8863 | 178196.3239 | 178253.1534 | 180023.1849 | 181188.5858 | 182395.0433 | 186119.8258 | 187171.2114 | 190271.6639 | 190710.8405 | 193016.9222 | 194530.5544 | 195560.8467
Region | Technology | 2022 | 2023 | 2024 | 2025 | 2026 | 2027 | 2028 | 2029 | 2030 | 2031 | 2032 | 2033 | 2034 | 2035 | 2036 | 2037 | 2038 | 2039 | 2040 | 2041 | 2042
NSW | Black Coal | 45378.4277 | 42533.2808 | 37539.5916 | 35531.8162 | 34752.2415 | 33570.6411 | 36528.8349 | 34554.5665 | 26510.7694 | 29385.3756 | 28089.4539 | 24720.944 | 25918.7122 | 24863.7946 | 25808.2307 | 25856.0006 | 26674.2 | 26278.7599 | 26747.28 | 26674.2 | 25717.9541
NSW | Brown Coal | 0 | 0 | 0 | 0 | 0 | 0 | 0 | 0 | 0 | 0 | 0 | 0 | 0 | 0 | 0 | 0 | 0 | 0 | 0 | 0 | 0
NSW | CCGT | 34.6896 | 34.6896 | 104.3539 | 65.5248 | 65.5248 | 65.5248 | 65.7043 | 65.5248 | 65.5248 | 65.5248 | 65.7043 | 65.5248 | 65.5248 | 65.5248 | 65.7043 | 65.5248 | 1519.3016 | 145.9418 | 377.5407 | 1444.1827 | 65.5248
NSW | Peaking Gas+Liquids | 10.7811 | 0.31637 | 8.4163 | 20.5683 | 0 | 0 | 0 | 0.4975 | 0 | 0 | 1.645 | 2.3419 | 6.6301 | 17.4212 | 25.012 | 34.0116 | 152.7701 | 48.8334 | 37.0159 | 48.4153 | 33.9701
NSW | Hydro | 2178.0114 | 1838.443 | 1808.1419 | 2785.4773 | 1782.7373 | 2142.2916 | 761.2856 | 3382.2965 | 3072.9262 | 1896.7414 | 2261.7715 | 1910.7567 | 1855.2305 | 2766.5126 | 2651.4643 | 2643.1654 | 2052.0153 | 4081.9504 | 4159.7621 | 3054.9301 | 2967.4943
NSW | Dispatchable Storage | 27.974 | 27.4805 | 6.115 | 85.1117 | 591.5519 | 922.0442 | 731.8042 | 521.0658 | 727.4544 | 782.2951 | 903.9762 | 2667.4128 | 3028.9245 | 2155.9757 | 3437.0427 | 3537.5999 | 3171.9829 | 3267.7395 | 3303.9292 | 3322.8863 | 3637.7681
NSW | Behind the Meter Storage | 61.9652 | 72.7084 | 83.685 | 103.6317 | 130.4986 | 154.1339 | 170.2919 | 182.9482 | 203.336 | 223.1948 | 245.6765 | 265.11 | 279.8747 | 290.4368 | 297.2499 | 306.1445 | 308.2298 | 315.6522 | 326.1997 | 337.3957 | 345.3156
NSW | Wind | 4881.3247 | 5470.2151 | 5628.1674 | 5668.4295 | 5921.2469 | 5720.1249 | 5420.2231 | 5751.1665 | 5481.0007 | 5672.4084 | 5704.5681 | 5375.5599 | 5600.9584 | 5630.0867 | 5850.8906 | 5551.0809 | 4065.3555 | 4163.8614 | 4013.9609 | 3183.9596 | 3099.7829
NSW | Solar | 4527.9495 | 5709.0314 | 5521.1756 | 5431.847 | 5727.075 | 5774.2156 | 5766.8822 | 5125.4809 | 5302.5502 | 5437.8332 | 5561.9202 | 5755.4586 | 5515.6082 | 5392.5639 | 5746.2343 | 5763.1571 | 6040.3706 | 5059.3383 | 6415.8528 | 10314.2527 | 11125.9651
NSW | Distributed PV | 3530.114 | 3562.5558 | 3609.6039 | 3689.5803 | 3779.7327 | 3871.5127 | 3969.9851 | 4056.7867 | 4144.8181 | 4237.6185 | 4430.5906 | 4706.846 | 4994.1878 | 5253.7904 | 5518.5021 | 5749.1117 | 5938.0338 | 6138.4928 | 6348.2327 | 6594.1942 | 6891.0357
Total excluding storage |  | 60541.2981 | 59148.5322 | 54219.4506 | 53193.2435 | 52028.5582 | 51144.3106 | 52512.9153 | 52936.3193 | 44577.5894 | 46695.5018 | 46115.6536 | 42537.4318 | 43956.8519 | 43989.6943 | 45666.0384 | 45662.0522 | 46442.0468 | 45917.1779 | 48099.6451 | 51314.1347 | 49901.7269
NSW | DSP | 0 | 0 | 0 | 0.097793 | 0 | 0 | 0 | 0.093839 | 0.034086 | 0 | 0 | 0.67387 | 0.28975 | 0.29405 | 0.68603 | 0.59267 | 0.69898 | 0.828 | 0.50899 | 0 | 0.49379
Total including DSP |  | 60541.2981 | 59148.5322 | 54219.4506 | 53193.3413 | 52028.5582 | 51144.3106 | 52512.9153 | 52936.4132 | 44577.6235 | 46695.5018 | 46115.6536 | 42538.1056 | 43957.1417 | 43989.9884 | 45666.7244 | 45662.6448 | 46442.7457 | 45918.0059 | 48100.1541 | 51314.1347 | 49902.2207
Region | Technology | 2022 | 2023 | 2024 | 2025 | 2026 | 2027 | 2028 | 2029 | 2030 | 2031 | 2032 | 2033 | 2034 | 2035 | 2036 | 2037 | 2038 | 2039 | 2040 | 2041 | 2042
QLD | Black Coal | 48820.5198 | 45482.3305 | 51410.818 | 48850.6669 | 48818.2522 | 48719.5406 | 50118.8239 | 48170.6422 | 39321.4677 | 40174.9112 | 39417.6903 | 48030.0087 | 48650.3754 | 47371.7293 | 45195.3949 | 43576.1611 | 45246.5586 | 45613.0516 | 46521.4304 | 44853.0131 | 42177.5207
QLD | Brown Coal | 0 | 0 | 0 | 0 | 0 | 0 | 0 | 0 | 0 | 0 | 0 | 0 | 0 | 0 | 0 | 0 | 0 | 0 | 0 | 0 | 0
QLD | CCGT | 1176.4338 | 1176.4338 | 1346.3869 | 1309.0436 | 1309.0436 | 1309.0436 | 1312.63 | 1258.4546 | 1258.4546 | 1258.4546 | 1261.9024 | 1258.4546 | 1258.4546 | 1258.4546 | 1274.4698 | 1272.2452 | 2919.85 | 1296.9225 | 1281.0423 | 1752.0916 | 1242.1242
QLD | Peaking Gas+Liquids | 0.013515 | 0 | 0.29528 | 4.1039 | 0.43638 | 0.84076 | 0 | 16.9755 | 0.46004 | 0 | 0 | 0 | 0.42913 | 6.123 | 7.6659 | 8.8757 | 2.5596 | 19.9981 | 9.9068 | 11.4748 | 14.9623
QLD | Hydro | 678.4799 | 674.881 | 671.282 | 667.6831 | 664.0841 | 660.4852 | 656.8862 | 653.2872 | 649.6883 | 646.0893 | 642.4904 | 638.8914 | 635.2925 | 631.6935 | 628.0946 | 624.4956 | 233.9311 | 232.5751 | 231.2192 | 229.8632 | 228.5073
QLD | Dispatchable Storage | 11.5532 | 24.8427 | 20.7793 | 44.2282 | 28.6477 | 29.4401 | 28.8426 | 38.4435 | 49.0227 | 56.6665 | 93.5829 | 73.9625 | 83.4132 | 93.0342 | 316.1455 | 241.6061 | 461.9235 | 567.7774 | 688.3594 | 738.054 | 568.3464
QLD | Behind the Meter Storage | 28.0734 | 32.2156 | 37.3428 | 47.0305 | 60.7238 | 74.6816 | 84.3369 | 90.7389 | 100.5057 | 111.7312 | 120.262 | 131.2891 | 140.7303 | 148.168 | 153.4857 | 158.0627 | 159.0466 | 162.9817 | 166.5558 | 176.72 | 181.8962
QLD | Wind | 2306.7854 | 4232.842 | 4120.3903 | 4069.4233 | 4240.3958 | 4513.6547 | 4229.2525 | 4285.4271 | 4232.8589 | 4234.529 | 4073.4224 | 4224.1301 | 4109.8884 | 4101.103 | 4990.7411 | 5241.5046 | 7562.9284 | 7325.8108 | 7442.1653 | 9937.9858 | 9804.4434
QLD | Solar | 5005.2818 | 6213.3796 | 6131.1274 | 6118.8457 | 6224.2793 | 6257.3289 | 6251.2102 | 5157.2845 | 5729.0627 | 5862.248 | 6050.046 | 6249.4795 | 6143.5995 | 6114.492 | 5986.77 | 5973.9657 | 5849.3495 | 4833.3953 | 5391.4266 | 5483.7394 | 5652.4132
QLD | Distributed PV | 4696.1655 | 4775.9386 | 4883.5203 | 5087.1361 | 5319.5914 | 5552.37 | 5795.3949 | 6016.6606 | 6244.6032 | 6475.6287 | 6730.7142 | 6982.2417 | 7250.1921 | 7516.2465 | 7802.7469 | 8066.1177 | 8325.0138 | 8590.3262 | 8873.6447 | 9159.4648 | 9481.0708
Total excluding storage |  | 62683.6798 | 62555.8055 | 68563.8202 | 66106.9024 | 66576.0827 | 67013.2637 | 68364.1979 | 65558.7317 | 57436.5954 | 58651.8608 | 58176.2657 | 67383.2061 | 68048.2317 | 66999.842 | 65885.8832 | 64763.3656 | 70140.191 | 67912.0795 | 69750.8352 | 71427.6328 | 68601.0418
QLD | DSP | 0 | 0 | 0 | 0 | 0 | 0 | 0 | 0 | 0 | 0 | 0 | 0 | 0 | 0 | 0.1414 | 0.081442 | 0 | 0 | 0.26184 | 0 | 0
Total including DSP |  | 62683.6798 | 62555.8055 | 68563.8202 | 66106.9024 | 66576.0827 | 67013.2637 | 68364.1979 | 65558.7317 | 57436.5954 | 58651.8608 | 58176.2657 | 67383.2061 | 68048.2317 | 66999.842 | 65886.0246 | 64763.4471 | 70140.191 | 67912.0795 | 69751.097 | 71427.6328 | 68601.0418
Region | Technology | 2022 | 2023 | 2024 | 2025 | 2026 | 2027 | 2028 | 2029 | 2030 | 2031 | 2032 | 2033 | 2034 | 2035 | 2036 | 2037 | 2038 | 2039 | 2040 | 2041 | 2042
VIC | Black Coal | 0 | 0 | 0 | 0 | 0 | 0 | 0 | 0 | 0 | 0 | 0 | 0 | 0 | 0 | 0 | 0 | 0 | 0 | 0 | 0 | 0
VIC | Brown Coal | 28253.1141 | 32545.7618 | 32305.5555 | 32137.4192 | 30864.7541 | 29358.1941 | 32258.9451 | 27951.4323 | 27194.4494 | 26856.3566 | 22254.8861 | 22839.852 | 22931.6261 | 22382.0852 | 24606.4529 | 24315.8363 | 24301.5539 | 24687.1572 | 24614.4334 | 24181.5936 | 23935.3799
VIC | CCGT | 15.2876 | 9.0399 | 4.6224 | 4.3092 | 7.6218 | 1.7484 | 1.7838 | 3.6337 | 4.8452 | 3.5218 | 8.5531 | 5.1512 | 5.1111 | 5.7411 | 16.6068 | 16.8817 | 273.3959 | 32.7319 | 0 | 0 | 0
VIC | Peaking Gas+Liquids | 15.0245 | 6.1462 | 3.1789 | 0.15312 | 6.3599 | 0.56393 | 0.79634 | 2.0535 | 3.5043 | 3.0611 | 10.3177 | 4.713 | 1.7983 | 4.4918 | 16.3001 | 12.3233 | 24.1318 | 29.4831 | 26.3838 | 47.4054 | 22.9063
VIC | Hydro | 3081.6585 | 2847.4898 | 2690.2461 | 3378.2526 | 2610.0134 | 2999.9262 | 1810.9997 | 3645.3173 | 3416.9285 | 2683.0017 | 2918.9201 | 2695.6411 | 2544.6595 | 3196.1577 | 2469.4006 | 2836.4616 | 1710.926 | 3444.4971 | 3230.4866 | 2533.5488 | 2754.7293
VIC | Dispatchable Storage | 16.287 | 32.3746 | 25.066 | 30.8285 | 31.6924 | 33.9864 | 31.6161 | 15.0612 | 15.3313 | 29.733 | 35.2338 | 164.6086 | 153.7597 | 274.6757 | 287.267 | 297.6607 | 276.2843 | 279.267 | 280.0252 | 283.3509 | 1203.4319
VIC | Behind the Meter Storage | 26.6465 | 31.1188 | 35.0736 | 43.1923 | 53.7665 | 65.2296 | 74.8019 | 82.5315 | 96.8566 | 110.1433 | 125.7643 | 139.9557 | 147.2342 | 154.1175 | 154.6721 | 159.4917 | 164.7442 | 170.0676 | 177.7402 | 184.7868 | 188.3077
VIC | Wind | 12910.9399 | 12436.3739 | 12472.1294 | 13480.1703 | 15162.3092 | 15564.4706 | 15646.0351 | 16507.317 | 17907.8576 | 17500.705 | 19640.5432 | 17336.8826 | 17125.266 | 17814.1393 | 18942.3131 | 18575.7928 | 17436.3014 | 16717.9289 | 16798.1026 | 15245.6283 | 17345.6866
VIC | Solar | 2277.0261 | 2452.2246 | 2345.6044 | 2827.319 | 3128.1968 | 3480.3951 | 3761.2243 | 3600.308 | 3929.2422 | 3920.8488 | 3895.9749 | 4204.269 | 3993.9482 | 3906.7565 | 4116.3484 | 4188.5897 | 4204.3395 | 3832.1745 | 3930.4544 | 3912.8629 | 3883.2702
VIC | Distributed PV | 2852.9125 | 2890.1328 | 2931.0709 | 2967.9021 | 3013.649 | 3069.8576 | 3155.3391 | 3242.6957 | 3324.6868 | 3443.199 | 3665.5803 | 3924.1043 | 4168.9032 | 4379.9105 | 4598.0015 | 4797.2623 | 4957.4645 | 5134.4837 | 5318.0798 | 5546.132 | 5804.1992
Total excluding storage |  | 49405.9631 | 53187.169 | 52752.4076 | 54795.5256 | 54792.9042 | 54475.1559 | 56635.1234 | 54952.7574 | 55781.5139 | 54410.694 | 52394.7757 | 51010.6132 | 50771.3124 | 51689.282 | 54765.4234 | 54743.1477 | 52908.1129 | 53878.4564 | 53917.9406 | 51467.171 | 53746.1715
VIC | DSP | 0 | 0 | 0 | 0 | 0 | 0 | 0 | 0 | 0 | 0 | 0 | 0 | 0 | 0 | 0.25131 | 0 | 0 | 0.25643 | 0.43387 | 0 | 0.44224
Total including DSP |  | 49405.9631 | 53187.169 | 52752.4076 | 54795.5256 | 54792.9042 | 54475.1559 | 56635.1234 | 54952.7574 | 55781.5139 | 54410.694 | 52394.7757 | 51010.6132 | 50771.3124 | 51689.282 | 54765.6747 | 54743.1477 | 52908.1129 | 53878.7129 | 53918.3745 | 51467.171 | 53746.6138
Region | Technology | 2022 | 2023 | 2024 | 2025 | 2026 | 2027 | 2028 | 2029 | 2030 | 2031 | 2032 | 2033 | 2034 | 2035 | 2036 | 2037 | 2038 | 2039 | 2040 | 2041 | 2042
SA | Black Coal | 0 | 0 | 0 | 0 | 0 | 0 | 0 | 0 | 0 | 0 | 0 | 0 | 0 | 0 | 0 | 0 | 0 | 0 | 0 | 0 | 0
SA | Brown Coal | 0 | 0 | 0 | 0 | 0 | 0 | 0 | 0 | 0 | 0 | 0 | 0 | 0 | 0 | 0 | 0 | 0 | 0 | 0 | 0 | 0
SA | CCGT | 1878.7532 | 1869.4558 | 1502.1185 | 547.5 | 547.5 | 547.5 | 549 | 547.5 | 547.5 | 547.5 | 549 | 547.5 | 547.5 | 547.5 | 581.09 | 463.404 | 0 | 0 | 0 | 0 | 0
SA | Peaking Gas+Liquids | 54.7275 | 67.6476 | 115.8298 | 5.0502 | 5.4039 | 1.7486 | 2.0476 | 3.1502 | 4.2417 | 2.3346 | 6.214 | 4.9746 | 4.3337 | 6.203 | 32.4584 | 23.3245 | 618.4145 | 81.9272 | 121.5924 | 602.0482 | 36.2573
SA | Hydro | 0 | 0 | 0 | 0 | 0 | 0 | 0 | 0 | 0 | 0 | 0 | 0 | 0 | 0 | 0 | 0 | 0 | 0 | 0 | 0 | 0
SA | Dispatchable Storage | 62.4789 | 86.1553 | 80.3474 | 59.6806 | 67.4295 | 64.2293 | 60.8211 | 59.17 | 60.3577 | 52.4155 | 56.5617 | 61.39 | 62.2335 | 60.0274 | 489.1532 | 744.2146 | 1320.0644 | 1311.076 | 1319.8159 | 1330.5605 | 1630.3424
SA | Behind the Meter Storage | 86.1655 | 88.9327 | 91.8449 | 96.718 | 97.7374 | 100.7548 | 104.8557 | 105.1224 | 106.7349 | 106.5988 | 106.4263 | 104.4099 | 101.4302 | 99.4535 | 95.2115 | 94.5883 | 95.5999 | 93.6581 | 92.6426 | 91.2151 | 90.4212
SA | Wind | 6791.8641 | 6090.2538 | 6264.1506 | 6242.5665 | 6809.5954 | 6709.4344 | 6241.5248 | 6249.8542 | 6186.523 | 6117.1946 | 6629.2066 | 5822.5278 | 5280.305 | 5162.04 | 5240.0439 | 4340.5708 | 3769.7695 | 3433.0214 | 2511.467 | 2710.4778 | 2932.8225
SA | Solar | 964.2702 | 1009.4151 | 972.5485 | 978.9654 | 965.1199 | 992.0325 | 1010.8962 | 939.5985 | 980.7376 | 956.0654 | 971.6443 | 1008.6204 | 969.395 | 972.6099 | 1160.6082 | 2868.2934 | 6393.1462 | 5944.0249 | 6074.5865 | 6039.9212 | 6188.8657
SA | Distributed PV | 1650.2987 | 1674.9856 | 1711.3822 | 1749.0961 | 1784.7843 | 1819.304 | 1850.8846 | 1871.7564 | 1885.8087 | 1901.2104 | 1920.3451 | 1938.7485 | 1958.9074 | 1981.6238 | 2008.4708 | 2029.4945 | 2045.1417 | 2064.5054 | 2087.9577 | 2112.7609 | 2143.2846
Total excluding storage |  | 11339.9137 | 10711.758 | 10566.0296 | 9523.1783 | 10112.4035 | 10070.0195 | 9654.3532 | 9611.8593 | 9604.8111 | 9524.3049 | 10076.41 | 9322.3713 | 8760.4411 | 8669.9767 | 9022.6714 | 9725.0872 | 12826.4718 | 11523.4789 | 10795.6035 | 11465.208 | 11301.2301
SA | DSP | 0 | 0 | 0 | 0 | 0 | 0 | 0 | 0 | 0 | 0 | 0 | 0 | 0 | 0 | 0.13532 | 0 | 0.20718 | 0.13815 | 0.17309 | 0 | 0.21099
Total including DSP |  | 11339.9137 | 10711.758 | 10566.0296 | 9523.1783 | 10112.4035 | 10070.0195 | 9654.3532 | 9611.8593 | 9604.8111 | 9524.3049 | 10076.41 | 9322.3713 | 8760.4411 | 8669.9767 | 9022.8067 | 9725.0872 | 12826.6789 | 11523.6171 | 10795.7766 | 11465.208 | 11301.4411
Region | Technology | 2022 | 2023 | 2024 | 2025 | 2026 | 2027 | 2028 | 2029 | 2030 | 2031 | 2032 | 2033 | 2034 | 2035 | 2036 | 2037 | 2038 | 2039 | 2040 | 2041 | 2042
TAS | Black Coal | 0 | 0 | 0 | 0 | 0 | 0 | 0 | 0 | 0 | 0 | 0 | 0 | 0 | 0 | 0 | 0 | 0 | 0 | 0 | 0 | 0
TAS | Brown Coal | 0 | 0 | 0 | 0 | 0 | 0 | 0 | 0 | 0 | 0 | 0 | 0 | 0 | 0 | 0 | 0 | 0 | 0 | 0 | 0 | 0
TAS | CCGT | 0 | 0 | 0 | 0 | 0 | 0 | 0 | 0 | 0 | 0 | 0 | 0 | 0 | 0 | 0 | 0 | 0 | 0 | 0 | 0 | 0
TAS | Peaking Gas+Liquids | 0 | 0 | 0 | 0 | 0 | 0 | 0 | 0 | 0 | 0 | 0 | 0 | 0 | 0 | 0 | 0 | 0 | 0 | 0 | 0 | 0
TAS | Hydro | 9660.001 | 7673.0632 | 7669.4968 | 8988.8041 | 8525.9055 | 9567.3497 | 5770.015 | 9338.4719 | 8313.8816 | 6705.6952 | 9120.2469 | 7506.885 | 7479.6202 | 8700.6416 | 8375.947 | 9838.8343 | 5647.4476 | 9190.2758 | 8203.491 | 6587.8628 | 9574.149
TAS | Dispatchable Storage | 0.4352 | 0.30502 | 0.34667 | 0.22761 | 0.27216 | 0.1004 | 0.23701 | 0.20568 | 0.16998 | 0.3155 | 0.12129 | 0.26674 | 0.3396 | 0.50912 | 0.34761 | 0.42042 | 0.4767 | 0.11231 | 0.23913 | 0.96314 | 0.50831
TAS | Behind the Meter Storage | 3.7242 | 4.2334 | 4.6141 | 5.5523 | 6.6165 | 7.6763 | 8.5398 | 9.0262 | 10.0591 | 10.8571 | 11.6921 | 12.5044 | 12.7912 | 13.5314 | 13.7107 | 14.3641 | 14.916 | 15.1817 | 15.9266 | 16.2963 | 16.3167
TAS | Wind | 2124.9623 | 2049.3447 | 1949.4864 | 2118.0543 | 2192.501 | 2185.6921 | 2045.4628 | 2021.4811 | 1980.1219 | 1994.2518 | 2151.3471 | 2036.1304 | 1938.978 | 2106.3363 | 2157.4294 | 2187.0461 | 2051.0452 | 2027.3879 | 1981.8595 | 1994.5772 | 2151.927
TAS | Solar | 0 | 0 | 0 | 0 | 0 | 0 | 0 | 0 | 0 | 0 | 0 | 0 | 0 | 0 | 0 | 0 | 0 | 0 | 0 | 0 | 0
TAS | Distributed PV | 205.6549 | 206.9754 | 209.0008 | 210.6682 | 211.4175 | 212.0925 | 212.8575 | 213.34 | 213.339 | 214.0154 | 218.4544 | 225.8732 | 232.8607 | 238.9763 | 245.219 | 251.0042 | 255.4426 | 260.7614 | 266.1695 | 273.968 | 283.4534
Total excluding storage |  | 11990.6181 | 9929.3832 | 9827.9841 | 11317.5266 | 10929.8241 | 11965.1343 | 8028.3354 | 11573.293 | 10507.3425 | 8913.9623 | 11490.0485 | 9768.8887 | 9651.4589 | 11045.9542 | 10778.5954 | 12276.8846 | 7953.9353 | 11478.4251 | 10451.52 | 8856.4079 | 12009.5293
TAS | DSP | 0 | 0 | 0 | 0 | 0 | 0 | 0 | 0 | 0 | 0 | 0 | 0 | 0 | 0 | 0 | 0 | 0 | 0 | 0 | 0 | 0
Total including DSP |  | 11990.6181 | 9929.3832 | 9827.9841 | 11317.5266 | 10929.8241 | 11965.1343 | 8028.3354 | 11573.293 | 10507.3425 | 8913.9623 | 11490.0485 | 9768.8887 | 9651.4589 | 11045.9542 | 10778.5954 | 12276.8846 | 7953.9353 | 11478.4251 | 10451.52 | 8856.4079 | 12009.5293
Pump Load (GWh) - Slow Change (DP6)
Region | Technology | 2022 | 2023 | 2024 | 2025 | 2026 | 2027 | 2028 | 2029 | 2030 | 2031 | 2032 | 2033 | 2034 | 2035 | 2036 | 2037 | 2038 | 2039 | 2040 | 2041 | 2042
NEM | Dispatchable Storage Load | -143.9593 | -231.0013 | -171.6685 | -360.6871 | -947.9679 | -1396.8228 | -1117.9197 | -826.0668 | -1215.8075 | -1361.8466 | -1689.4283 | -4128.9348 | -4556.9664 | -3619.9135 | -7181.2577 | -7104.7982 | -8536.7791 | -8152.1647 | -8954.2607 | -9150.2037 | -10357.659
NEM | Behind the Meter Storage Load | -242.9136 | -269.5124 | -296.8759 | -348.2669 | -410.7459 | -473.1998 | -520.6839 | -552.944 | -608.54 | -661.3544 | -717.0813 | -768.1235 | -801.7039 | -829.9697 | -839.8799 | -861.3489 | -873.0911 | -890.5756 | -916.2081 | -948.0822 | -966.9127
Total |  | -386.8729 | -500.5137 | -468.5444 | -708.954 | -1358.7137 | -1870.0226 | -1638.6036 | -1379.0108 | -1824.3475 | -2023.201 | -2406.5097 | -4897.0582 | -5358.6704 | -4449.8832 | -8021.1376 | -7966.1471 | -9409.8701 | -9042.7403 | -9870.4688 | -10098.2858 | -11324.5717
Region | Technology | 2022 | 2023 | 2024 | 2025 | 2026 | 2027 | 2028 | 2029 | 2030 | 2031 | 2032 | 2033 | 2034 | 2035 | 2036 | 2037 | 2038 | 2039 | 2040 | 2041 | 2042
NSW | Dispatchable Storage Load | -33.7511 | -55.9633 | -16.4915 | -191.9 | -791.189 | -1239.8348 | -969.176 | -685.5504 | -1056.7812 | -1184.484 | -1447.3504 | -3750.762 | -4179.415 | -3081.782 | -5780.3965 | -5479.6896 | -5919.3222 | -5441.3524 | -6059.6122 | -6166.9197 | -6110.9674
NSW | Behind the Meter Storage Load | -72.8704 | -85.4852 | -98.3915 | -121.8894 | -153.4672 | -181.252 | -200.218 | -215.0139 | -239.1218 | -262.3765 | -288.9157 | -311.6984 | -329.0592 | -341.6277 | -349.5832 | -360.0154 | -362.4017 | -370.971 | -383.6181 | -396.6235 | -406.1047
Total |  | -106.6216 | -141.4485 | -114.8831 | -313.7894 | -944.6561 | -1421.0868 | -1169.394 | -900.5643 | -1295.9031 | -1446.8604 | -1736.2661 | -4062.4604 | -4508.4742 | -3423.4096 | -6129.9796 | -5839.7051 | -6281.7239 | -5812.3234 | -6443.2303 | -6563.5432 | -6517.0721
Region | Technology | 2022 | 2023 | 2024 | 2025 | 2026 | 2027 | 2028 | 2029 | 2030 | 2031 | 2032 | 2033 | 2034 | 2035 | 2036 | 2037 | 2038 | 2039 | 2040 | 2041 | 2042
QLD | Dispatchable Storage Load | -14.348 | -30.7474 | -26.6671 | -58.4146 | -35.5221 | -36.7667 | -35.5662 | -49.3722 | -65.7327 | -76.6111 | -129.2789 | -99.3964 | -112.4845 | -125.7647 | -443.449 | -336.7431 | -651.2104 | -749.4422 | -921.5692 | -992.1187 | -749.6792
QLD | Behind the Meter Storage Load | -33.0207 | -37.8773 | -43.9075 | -55.3039 | -71.411 | -87.7947 | -99.1587 | -106.6943 | -118.1905 | -131.346 | -141.4552 | -154.3625 | -165.4703 | -174.2371 | -180.5048 | -185.8205 | -186.9978 | -191.6393 | -195.8626 | -207.7408 | -213.9518
Total |  | -47.3687 | -68.6246 | -70.5746 | -113.7184 | -106.9331 | -124.5615 | -134.7249 | -156.0664 | -183.9233 | -207.9571 | -270.7341 | -253.7589 | -277.9548 | -300.0017 | -623.9538 | -522.5636 | -838.2082 | -941.0814 | -1117.4318 | -1199.8594 | -963.6311
Region | Technology | 2022 | 2023 | 2024 | 2025 | 2026 | 2027 | 2028 | 2029 | 2030 | 2031 | 2032 | 2033 | 2034 | 2035 | 2036 | 2037 | 2038 | 2039 | 2040 | 2041 | 2042
VIC | Dispatchable Storage Load | -19.7939 | -39.4589 | -30.3819 | -37.5399 | -38.6034 | -41.5563 | -38.4313 | -18.382 | -18.8221 | -36.2145 | -43.1026 | -202.9829 | -188.5117 | -338.1797 | -353.525 | -367.1301 | -338.8712 | -343.3201 | -344.1255 | -348.1115 | -1484.278
VIC | Behind the Meter Storage Load | -31.3216 | -36.5963 | -41.1963 | -50.7844 | -63.1605 | -76.6336 | -87.9677 | -97.0815 | -113.9527 | -129.5337 | -147.8226 | -164.5883 | -172.9272 | -181.2225 | -181.7228 | -187.3921 | -193.7436 | -200.0511 | -209.124 | -217.3201 | -221.3563
Total |  | -51.1155 | -76.0552 | -71.5782 | -88.3243 | -101.7639 | -118.1899 | -126.3991 | -115.4635 | -132.7748 | -165.7482 | -190.9251 | -367.5712 | -361.439 | -519.4023 | -535.2478 | -554.5222 | -532.6148 | -543.3713 | -553.2495 | -565.4317 | -1705.6343
Region | Technology | 2022 | 2023 | 2024 | 2025 | 2026 | 2027 | 2028 | 2029 | 2030 | 2031 | 2032 | 2033 | 2034 | 2035 | 2036 | 2037 | 2038 | 2039 | 2040 | 2041 | 2042
SA | Dispatchable Storage Load | -75.549 | -104.4734 | -97.725 | -72.5649 | -82.3332 | -78.5438 | -74.4707 | -72.5203 | -74.2693 | -64.1681 | -69.5514 | -75.4791 | -76.1584 | -73.5882 | -603.4783 | -920.7356 | -1626.8195 | -1617.9116 | -1628.6717 | -1641.9275 | -2012.1364
SA | Behind the Meter Storage Load | -101.3259 | -104.5791 | -107.9647 | -113.7657 | -114.9369 | -118.5048 | -123.3044 | -123.5481 | -125.4579 | -125.3455 | -125.1526 | -122.7806 | -119.2336 | -116.9836 | -111.9673 | -111.2523 | -112.4205 | -110.0754 | -108.8937 | -107.2565 | -106.3315
Total |  | -176.875 | -209.0525 | -205.6897 | -186.3306 | -197.2701 | -197.0485 | -197.775 | -196.0684 | -199.7271 | -189.5136 | -194.704 | -198.2597 | -195.392 | -190.5718 | -715.4455 | -1031.9879 | -1739.24 | -1727.987 | -1737.5654 | -1749.184 | -2118.4679
Region | Technology | 2022 | 2023 | 2024 | 2025 | 2026 | 2027 | 2028 | 2029 | 2030 | 2031 | 2032 | 2033 | 2034 | 2035 | 2036 | 2037 | 2038 | 2039 | 2040 | 2041 | 2042
TAS | Dispatchable Storage Load | -0.51714 | -0.35829 | -0.40303 | -0.26771 | -0.32012 | -0.12123 | -0.2756 | -0.24191 | -0.20221 | -0.36882 | -0.145 | -0.31432 | -0.3968 | -0.59897 | -0.40892 | -0.49973 | -0.55576 | -0.13834 | -0.28208 | -1.1262 | -0.59801
TAS | Behind the Meter Storage Load | -4.3749 | -4.9746 | -5.4158 | -6.5235 | -7.7703 | -9.0147 | -10.035 | -10.6062 | -11.817 | -12.7528 | -13.7353 | -14.6937 | -15.0136 | -15.8988 | -16.102 | -16.8687 | -17.5274 | -17.8388 | -18.7097 | -19.1413 | -19.1683
Total |  | -4.892 | -5.3328 | -5.8188 | -6.7913 | -8.0904 | -9.1359 | -10.3106 | -10.8481 | -12.0193 | -13.1216 | -13.8803 | -15.008 | -15.4104 | -16.4977 | -16.5109 | -17.3684 | -18.0832 | -17.9772 | -18.9918 | -20.2675 | -19.7664

## StorageCapacity_1
Installed capacity of Storage (MW) - Slow Change (Counterfactual)
Capacity calculated on 1 July. Years are financial year ending. Existing and new storages are grouped according to depth. For storage depth classifications, please refer to the 2020 ISP report.
Region | Technology | 2022 | 2023 | 2024 | 2025 | 2026 | 2027 | 2028 | 2029 | 2030 | 2031 | 2032 | 2033 | 2034 | 2035 | 2036 | 2037 | 2038 | 2039 | 2040 | 2041 | 2042
NEM | Shallow Storage | 413.7906 | 401.3997 | 390.2505 | 380.2038 | 371.1682 | 363.0451 | 355.7371 | 349.1614 | 343.2384 | 520.6694 | 916.6609 | 1840.4194 | 2132.7791 | 2342.9604 | 2354.8783 | 2364.7286 | 2375.2848 | 2388.285 | 2403.7611 | 2413.4739 | 2422.3292
NEM | Medium Storage | 810 | 830 | 830 | 830 | 830 | 830 | 830 | 830 | 830 | 830 | 830 | 830 | 876.8019 | 1094.1365 | 1737.5636 | 1737.5636 | 1833.7986 | 2097.4101 | 2484.5793 | 2484.5793 | 2522.5015
NEM | Deep Storage | 0 | 0 | 0 | 2040 | 2040 | 2040 | 2040 | 2040 | 2040 | 2040 | 2040 | 2040 | 2040 | 2040 | 2040 | 2040 | 2040 | 2040 | 2040 | 2040 | 2040
NEM | Behind the Meter Storage | 288.8448 | 324.0954 | 358.6582 | 435.224 | 517.0988 | 572.2576 | 616.6927 | 650.4679 | 748.1813 | 777.6685 | 862.2066 | 909.7018 | 957.1464 | 984.5786 | 1004.7686 | 1004.7577 | 1014.1258 | 1045.7565 | 1097.1276 | 1109.4674 | 1121.5293
Total Storage Capacity |  | 1512.6354 | 1555.4951 | 1578.9087 | 3685.4278 | 3758.267 | 3805.3028 | 3842.4298 | 3869.6293 | 3961.4197 | 4168.3378 | 4648.8675 | 5620.1212 | 6006.7274 | 6461.6756 | 7137.2104 | 7147.0499 | 7263.2092 | 7571.4517 | 8025.468 | 8047.5206 | 8106.36
Region | Technology | 2022 | 2023 | 2024 | 2025 | 2026 | 2027 | 2028 | 2029 | 2030 | 2031 | 2032 | 2033 | 2034 | 2035 | 2036 | 2037 | 2038 | 2039 | 2040 | 2041 | 2042
NSW | Shallow Storage | 38.9466 | 36.5673 | 34.1206 | 32.9561 | 30.8945 | 28.0952 | 25.7759 | 23.2789 | 21.241 | 19.238 | 21.6603 | 501.9347 | 842.0313 | 847.1142 | 852.193 | 856.3841 | 860.9621 | 866.6058 | 873.2646 | 877.3612 | 881.0861
NSW | Medium Storage | 240 | 240 | 240 | 240 | 240 | 240 | 240 | 240 | 240 | 240 | 240 | 240 | 286.8019 | 504.1365 | 504.1365 | 504.1365 | 504.1365 | 504.1365 | 504.1365 | 504.1365 | 504.1365
NSW | Deep Storage | 0 | 0 | 0 | 2040 | 2040 | 2040 | 2040 | 2040 | 2040 | 2040 | 2040 | 2040 | 2040 | 2040 | 2040 | 2040 | 2040 | 2040 | 2040 | 2040 | 2040
NSW | Behind the Meter Storage | 90.8754 | 106.3853 | 122.0708 | 159.0099 | 196.8198 | 220.1066 | 241.8092 | 255.9475 | 298.5089 | 312.245 | 350.9428 | 371.9998 | 395.2983 | 407.4804 | 417.2829 | 418.1823 | 423.6139 | 438.4782 | 461.2552 | 466.5348 | 471.6147
Total Storage Capacity |  | 369.822 | 382.9526 | 396.1914 | 2471.966 | 2507.7143 | 2528.2019 | 2547.5852 | 2559.2264 | 2599.7499 | 2611.483 | 2652.6031 | 3153.9344 | 3564.1316 | 3798.7312 | 3813.6124 | 3818.7029 | 3828.7125 | 3849.2205 | 3878.6563 | 3888.0326 | 3896.8373
Region | Technology | 2022 | 2023 | 2024 | 2025 | 2026 | 2027 | 2028 | 2029 | 2030 | 2031 | 2032 | 2033 | 2034 | 2035 | 2036 | 2037 | 2038 | 2039 | 2040 | 2041 | 2042
QLD | Shallow Storage | 15.715 | 14.8458 | 13.9011 | 13.7136 | 13.2904 | 12.7025 | 11.6344 | 10.5144 | 9.8076 | 8.6846 | 9.586 | 12.1257 | 14.6167 | 17.3632 | 19.88 | 21.8556 | 23.9138 | 26.6104 | 30.0364 | 32.2246 | 34.2614
QLD | Medium Storage | 570 | 590 | 590 | 590 | 590 | 590 | 590 | 590 | 590 | 590 | 590 | 590 | 590 | 590 | 590 | 590 | 590 | 590 | 590 | 590 | 590
QLD | Deep Storage | 0 | 0 | 0 | 0 | 0 | 0 | 0 | 0 | 0 | 0 | 0 | 0 | 0 | 0 | 0 | 0 | 0 | 0 | 0 | 0 | 0
QLD | Behind the Meter Storage | 36.6683 | 43.1908 | 49.733 | 66.1666 | 84.6693 | 99.5155 | 109.1449 | 115.604 | 137.8299 | 140.9561 | 155.3132 | 170.2702 | 180.2726 | 190.5298 | 196.5185 | 196.9579 | 198.7023 | 206.0564 | 218.9232 | 223.1174 | 227.2408
Total Storage Capacity |  | 622.3833 | 648.0366 | 653.6341 | 669.8802 | 687.9597 | 702.218 | 710.7793 | 716.1184 | 737.6375 | 739.6406 | 754.8991 | 772.3959 | 784.8893 | 797.8929 | 806.3985 | 808.8135 | 812.6161 | 822.6668 | 838.9595 | 845.3419 | 851.5022
Region | Technology | 2022 | 2023 | 2024 | 2025 | 2026 | 2027 | 2028 | 2029 | 2030 | 2031 | 2032 | 2033 | 2034 | 2035 | 2036 | 2037 | 2038 | 2039 | 2040 | 2041 | 2042
VIC | Shallow Storage | 93.1616 | 91.7941 | 90.5689 | 89.731 | 89.1933 | 88.3106 | 87.2691 | 86.5508 | 86.1483 | 85.4008 | 87.3394 | 90.1798 | 38.5432 | 238.1334 | 241.102 | 243.533 | 246.3036 | 249.8465 | 254.1636 | 256.7875 | 259.2051
VIC | Medium Storage | 0 | 0 | 0 | 0 | 0 | 0 | 0 | 0 | 0 | 0 | 0 | 0 | 0 | 0 | 0 | 0 | 0 | 109.6595 | 496.8287 | 496.8287 | 534.7508
VIC | Deep Storage | 0 | 0 | 0 | 0 | 0 | 0 | 0 | 0 | 0 | 0 | 0 | 0 | 0 | 0 | 0 | 0 | 0 | 0 | 0 | 0 | 0
VIC | Behind the Meter Storage | 42.377 | 48.859 | 55.6995 | 71.0753 | 90.4214 | 104.2792 | 115.0992 | 126.9982 | 156.6716 | 168.811 | 199.9248 | 213.1557 | 228.6997 | 235.2689 | 241.2872 | 241.8747 | 246.0366 | 256.7219 | 273.1075 | 277.6064 | 281.9632
Total Storage Capacity |  | 135.5386 | 140.6531 | 146.2684 | 160.8063 | 179.6147 | 192.5898 | 202.3683 | 213.549 | 242.8198 | 254.2118 | 287.2643 | 303.3355 | 267.2429 | 473.4023 | 482.3892 | 485.4076 | 492.3402 | 616.2279 | 1024.0997 | 1031.2226 | 1075.9192
Region | Technology | 2022 | 2023 | 2024 | 2025 | 2026 | 2027 | 2028 | 2029 | 2030 | 2031 | 2032 | 2033 | 2034 | 2035 | 2036 | 2037 | 2038 | 2039 | 2040 | 2041 | 2042
SA | Shallow Storage | 263.6623 | 256.0962 | 249.7656 | 242.0672 | 236.1963 | 232.5277 | 229.7859 | 227.6828 | 225.0268 | 406.4329 | 797.0573 | 1234.951 | 1236.1073 | 1238.612 | 1239.7032 | 1240.725 | 1241.6627 | 1242.5131 | 1243.2814 | 1243.9134 | 1244.4383
SA | Medium Storage | 0 | 0 | 0 | 0 | 0 | 0 | 0 | 0 | 0 | 0 | 0 | 0 | 0 | 0 | 643.427 | 643.427 | 739.6621 | 893.6141 | 893.6141 | 893.6141 | 893.6141
SA | Deep Storage | 0 | 0 | 0 | 0 | 0 | 0 | 0 | 0 | 0 | 0 | 0 | 0 | 0 | 0 | 0 | 0 | 0 | 0 | 0 | 0 | 0
SA | Behind the Meter Storage | 113.5454 | 119.5612 | 124.3783 | 130.5966 | 135.0351 | 137.3174 | 138.7096 | 139.445 | 140.9105 | 140.8345 | 139.5328 | 137.0303 | 134.6162 | 132.2324 | 129.9082 | 127.6384 | 125.4772 | 123.5205 | 121.8644 | 120.1412 | 118.5692
Total Storage Capacity |  | 377.2078 | 375.6574 | 374.144 | 372.6638 | 371.2314 | 369.8451 | 368.4955 | 367.1278 | 365.9373 | 547.2673 | 936.5901 | 1371.9813 | 1370.7235 | 1370.8444 | 2013.0385 | 2011.7905 | 2106.8019 | 2259.6477 | 2258.7599 | 2257.6687 | 2256.6216
Region | Technology | 2022 | 2023 | 2024 | 2025 | 2026 | 2027 | 2028 | 2029 | 2030 | 2031 | 2032 | 2033 | 2034 | 2035 | 2036 | 2037 | 2038 | 2039 | 2040 | 2041 | 2042
TAS | Shallow Storage | 2.3051 | 2.0964 | 1.8942 | 1.7359 | 1.5937 | 1.4091 | 1.2717 | 1.1345 | 1.0147 | 0.91321 | 1.0179 | 1.2282 | 1.4805 | 1.7376 | 2.0001 | 2.2309 | 2.4426 | 2.7093 | 3.0153 | 3.1872 | 3.3383
TAS | Medium Storage | 0 | 0 | 0 | 0 | 0 | 0 | 0 | 0 | 0 | 0 | 0 | 0 | 0 | 0 | 0 | 0 | 0 | 0 | 0 | 0 | 0
TAS | Deep Storage | 0 | 0 | 0 | 0 | 0 | 0 | 0 | 0 | 0 | 0 | 0 | 0 | 0 | 0 | 0 | 0 | 0 | 0 | 0 | 0 | 0
TAS | Behind the Meter Storage | 5.3786 | 6.0991 | 6.7766 | 8.3756 | 10.1532 | 11.0389 | 11.9298 | 12.4733 | 14.2605 | 14.8219 | 16.4929 | 17.2458 | 18.2596 | 19.0672 | 19.7718 | 20.1044 | 20.2959 | 20.9795 | 21.9773 | 22.0676 | 22.1413
Total Storage Capacity |  | 7.6837 | 8.1955 | 8.6708 | 10.1116 | 11.7469 | 12.448 | 13.2014 | 13.6078 | 15.2752 | 15.7351 | 17.5109 | 18.474 | 19.7401 | 20.8048 | 21.7719 | 22.3353 | 22.7385 | 23.6888 | 24.9926 | 25.2548 | 25.4796

## StorageCapacity_2
Installed capacity of Storage (MW) - Slow Change (DP6)
Capacity calculated on 1 July. Years are financial year ending. Existing and new storages are grouped according to depth. For storage depth classifications, please refer to the 2020 ISP report.
Region | Technology | 2022 | 2023 | 2024 | 2025 | 2026 | 2027 | 2028 | 2029 | 2030 | 2031 | 2032 | 2033 | 2034 | 2035 | 2036 | 2037 | 2038 | 2039 | 2040 | 2041 | 2042
NEM | Shallow Storage | 413.7906 | 401.3997 | 390.2505 | 380.2038 | 371.1682 | 363.0451 | 355.7371 | 349.1614 | 343.2384 | 307.9136 | 313.2156 | 564.9765 | 522.799 | 732.9803 | 744.8982 | 754.7485 | 1957.6207 | 2480.2337 | 2495.7098 | 2505.4225 | 4958.7591
NEM | Medium Storage | 810 | 830 | 830 | 830 | 830 | 830 | 830 | 830 | 830 | 830 | 830 | 830 | 830 | 830 | 1231.4788 | 1475.2979 | 1475.2979 | 1475.2979 | 1475.2979 | 1475.2979 | 1475.2979
NEM | Deep Storage | 0 | 0 | 0 | 2040 | 2040 | 2040 | 2040 | 2040 | 2040 | 2040 | 2040 | 2040 | 2040 | 2040 | 2040 | 2040 | 2040 | 2040 | 2040 | 2040 | 2040
NEM | Behind the Meter Storage | 288.8448 | 324.0954 | 358.6582 | 435.224 | 517.0988 | 572.2576 | 616.6927 | 650.4679 | 748.1813 | 777.6685 | 862.2066 | 909.7018 | 957.1464 | 984.5786 | 1004.7686 | 1004.7577 | 1014.1258 | 1045.7565 | 1097.1276 | 1109.4674 | 1121.5293
Total Storage Capacity |  | 1512.6354 | 1555.4951 | 1578.9087 | 3685.4278 | 3758.267 | 3805.3028 | 3842.4298 | 3869.6293 | 3961.4197 | 3955.582 | 4045.4222 | 4344.6783 | 4349.9453 | 4587.5589 | 5021.1456 | 5274.8041 | 6487.0444 | 7041.288 | 7108.1352 | 7130.1878 | 9595.5862
Region | Technology | 2022 | 2023 | 2024 | 2025 | 2026 | 2027 | 2028 | 2029 | 2030 | 2031 | 2032 | 2033 | 2034 | 2035 | 2036 | 2037 | 2038 | 2039 | 2040 | 2041 | 2042
NSW | Shallow Storage | 38.9466 | 36.5673 | 34.1206 | 32.9561 | 30.8945 | 28.0952 | 25.7759 | 23.2789 | 21.241 | 19.238 | 21.6603 | 26.4918 | 32.0512 | 37.1341 | 42.2128 | 46.404 | 50.9819 | 56.6256 | 63.2844 | 67.3811 | 71.106
NSW | Medium Storage | 240 | 240 | 240 | 240 | 240 | 240 | 240 | 240 | 240 | 240 | 240 | 240 | 240 | 240 | 240 | 240 | 240 | 240 | 240 | 240 | 240
NSW | Deep Storage | 0 | 0 | 0 | 2040 | 2040 | 2040 | 2040 | 2040 | 2040 | 2040 | 2040 | 2040 | 2040 | 2040 | 2040 | 2040 | 2040 | 2040 | 2040 | 2040 | 2040
NSW | Behind the Meter Storage | 90.8754 | 106.3853 | 122.0708 | 159.0099 | 196.8198 | 220.1066 | 241.8092 | 255.9475 | 298.5089 | 312.245 | 350.9428 | 371.9998 | 395.2983 | 407.4804 | 417.2829 | 418.1823 | 423.6139 | 438.4782 | 461.2552 | 466.5348 | 471.6147
Total Storage Capacity |  | 369.822 | 382.9526 | 396.1914 | 2471.966 | 2507.7143 | 2528.2019 | 2547.5852 | 2559.2264 | 2599.7499 | 2611.483 | 2652.6031 | 2678.4916 | 2707.3495 | 2724.6145 | 2739.4957 | 2744.5863 | 2754.5958 | 2775.1039 | 2804.5397 | 2813.9159 | 2822.7207
Region | Technology | 2022 | 2023 | 2024 | 2025 | 2026 | 2027 | 2028 | 2029 | 2030 | 2031 | 2032 | 2033 | 2034 | 2035 | 2036 | 2037 | 2038 | 2039 | 2040 | 2041 | 2042
QLD | Shallow Storage | 15.715 | 14.8458 | 13.9011 | 13.7136 | 13.2904 | 12.7025 | 11.6344 | 10.5144 | 9.8076 | 8.6846 | 9.586 | 12.1257 | 14.6167 | 17.3632 | 19.88 | 21.8556 | 23.9138 | 536.2231 | 539.6491 | 541.8373 | 543.8742
QLD | Medium Storage | 570 | 590 | 590 | 590 | 590 | 590 | 590 | 590 | 590 | 590 | 590 | 590 | 590 | 590 | 590 | 590 | 590 | 590 | 590 | 590 | 590
QLD | Deep Storage | 0 | 0 | 0 | 0 | 0 | 0 | 0 | 0 | 0 | 0 | 0 | 0 | 0 | 0 | 0 | 0 | 0 | 0 | 0 | 0 | 0
QLD | Behind the Meter Storage | 36.6683 | 43.1908 | 49.733 | 66.1666 | 84.6693 | 99.5155 | 109.1449 | 115.604 | 137.8299 | 140.9561 | 155.3132 | 170.2702 | 180.2726 | 190.5298 | 196.5185 | 196.9579 | 198.7023 | 206.0564 | 218.9232 | 223.1174 | 227.2408
Total Storage Capacity |  | 622.3833 | 648.0366 | 653.6341 | 669.8802 | 687.9597 | 702.218 | 710.7793 | 716.1184 | 737.6375 | 739.6406 | 754.8991 | 772.3959 | 784.8893 | 797.8929 | 806.3985 | 808.8135 | 812.6161 | 1332.2795 | 1348.5723 | 1354.9547 | 1361.115
Region | Technology | 2022 | 2023 | 2024 | 2025 | 2026 | 2027 | 2028 | 2029 | 2030 | 2031 | 2032 | 2033 | 2034 | 2035 | 2036 | 2037 | 2038 | 2039 | 2040 | 2041 | 2042
VIC | Shallow Storage | 93.1616 | 91.7941 | 90.5689 | 89.731 | 89.1933 | 88.3106 | 87.2691 | 86.5508 | 86.1483 | 85.4008 | 87.3394 | 330.3723 | 278.7357 | 504.6949 | 507.6635 | 510.0945 | 512.8651 | 516.408 | 520.7251 | 523.349 | 2376.132
VIC | Medium Storage | 0 | 0 | 0 | 0 | 0 | 0 | 0 | 0 | 0 | 0 | 0 | 0 | 0 | 0 | 0 | 0 | 0 | 0 | 0 | 0 | 0
VIC | Deep Storage | 0 | 0 | 0 | 0 | 0 | 0 | 0 | 0 | 0 | 0 | 0 | 0 | 0 | 0 | 0 | 0 | 0 | 0 | 0 | 0 | 0
VIC | Behind the Meter Storage | 42.377 | 48.859 | 55.6995 | 71.0753 | 90.4214 | 104.2792 | 115.0992 | 126.9982 | 156.6716 | 168.811 | 199.9248 | 213.1557 | 228.6997 | 235.2689 | 241.2872 | 241.8747 | 246.0366 | 256.7219 | 273.1075 | 277.6064 | 281.9632
Total Storage Capacity |  | 135.5386 | 140.6531 | 146.2684 | 160.8063 | 179.6147 | 192.5898 | 202.3683 | 213.549 | 242.8198 | 254.2118 | 287.2643 | 543.528 | 507.4354 | 739.9638 | 748.9507 | 751.9692 | 758.9017 | 773.1299 | 793.8325 | 800.9554 | 2658.0952
Region | Technology | 2022 | 2023 | 2024 | 2025 | 2026 | 2027 | 2028 | 2029 | 2030 | 2031 | 2032 | 2033 | 2034 | 2035 | 2036 | 2037 | 2038 | 2039 | 2040 | 2041 | 2042
SA | Shallow Storage | 263.6623 | 256.0962 | 249.7656 | 242.0672 | 236.1963 | 232.5277 | 229.7859 | 227.6828 | 225.0268 | 193.6771 | 193.612 | 194.7586 | 195.9148 | 172.0505 | 173.1417 | 174.1635 | 1367.4172 | 1368.2676 | 1369.0358 | 1369.6679 | 1964.3086
SA | Medium Storage | 0 | 0 | 0 | 0 | 0 | 0 | 0 | 0 | 0 | 0 | 0 | 0 | 0 | 0 | 401.4788 | 645.2979 | 645.2979 | 645.2979 | 645.2979 | 645.2979 | 645.2979
SA | Deep Storage | 0 | 0 | 0 | 0 | 0 | 0 | 0 | 0 | 0 | 0 | 0 | 0 | 0 | 0 | 0 | 0 | 0 | 0 | 0 | 0 | 0
SA | Behind the Meter Storage | 113.5454 | 119.5612 | 124.3783 | 130.5966 | 135.0351 | 137.3174 | 138.7096 | 139.445 | 140.9105 | 140.8345 | 139.5328 | 137.0303 | 134.6162 | 132.2324 | 129.9082 | 127.6384 | 125.4772 | 123.5205 | 121.8644 | 120.1412 | 118.5692
Total Storage Capacity |  | 377.2078 | 375.6574 | 374.144 | 372.6638 | 371.2314 | 369.8451 | 368.4955 | 367.1278 | 365.9373 | 334.5115 | 333.1448 | 331.7888 | 330.531 | 304.2829 | 704.5287 | 947.0998 | 2138.1922 | 2137.086 | 2136.1982 | 2135.107 | 2728.1757
Region | Technology | 2022 | 2023 | 2024 | 2025 | 2026 | 2027 | 2028 | 2029 | 2030 | 2031 | 2032 | 2033 | 2034 | 2035 | 2036 | 2037 | 2038 | 2039 | 2040 | 2041 | 2042
TAS | Shallow Storage | 2.3051 | 2.0964 | 1.8942 | 1.7359 | 1.5937 | 1.4091 | 1.2717 | 1.1345 | 1.0147 | 0.91321 | 1.0179 | 1.2282 | 1.4805 | 1.7376 | 2.0001 | 2.2309 | 2.4426 | 2.7093 | 3.0153 | 3.1872 | 3.3383
TAS | Medium Storage | 0 | 0 | 0 | 0 | 0 | 0 | 0 | 0 | 0 | 0 | 0 | 0 | 0 | 0 | 0 | 0 | 0 | 0 | 0 | 0 | 0
TAS | Deep Storage | 0 | 0 | 0 | 0 | 0 | 0 | 0 | 0 | 0 | 0 | 0 | 0 | 0 | 0 | 0 | 0 | 0 | 0 | 0 | 0 | 0
TAS | Behind the Meter Storage | 5.3786 | 6.0991 | 6.7766 | 8.3756 | 10.1532 | 11.0389 | 11.9298 | 12.4733 | 14.2605 | 14.8219 | 16.4929 | 17.2458 | 18.2596 | 19.0672 | 19.7718 | 20.1044 | 20.2959 | 20.9795 | 21.9773 | 22.0676 | 22.1413
Total Storage Capacity |  | 7.6837 | 8.1955 | 8.6708 | 10.1116 | 11.7469 | 12.448 | 13.2014 | 13.6078 | 15.2752 | 15.7351 | 17.5109 | 18.474 | 19.7401 | 20.8048 | 21.7719 | 22.3353 | 22.7385 | 23.6888 | 24.9926 | 25.2548 | 25.4796

## StorageGeneration_1
Generation by Storage (GWh) - Slow Change (Counterfactual)
Capacity calculated on 1 July. Years are financial year ending. Existing and new storages are group according to depth. For storage depth classifications, please refer to the 2020 ISP report.
Region | Technology | 2022 | 2023 | 2024 | 2025 | 2026 | 2027 | 2028 | 2029 | 2030 | 2031 | 2032 | 2033 | 2034 | 2035 | 2036 | 2037 | 2038 | 2039 | 2040 | 2041 | 2042
NEM | Shallow Storage | 114.1676 | 152.3066 | 121.4567 | 99.5905 | 112.7854 | 116.354 | 116.9315 | 91.5838 | 94.0316 | 223.4048 | 406.0156 | 809.9237 | 943.0412 | 944.1745 | 1131.1011 | 1162.3864 | 1146.5759 | 1162.0512 | 1193.1314 | 1143.6796 | 1149.0515
NEM | Medium Storage | 6.3485 | 17.9465 | 15.9808 | 32.5123 | 26.8802 | 27.4286 | 27.7786 | 49.4882 | 39.3665 | 46.3881 | 66.4566 | 116.0463 | 162.3215 | 300.833 | 930.2251 | 1077.0792 | 1438.8468 | 1521.7446 | 2065.1198 | 2149.3316 | 2274.4645
NEM | Deep Storage | 0 | 0 | 0 | 3.8622 | 95.2141 | 125.0298 | 94.6176 | 54.7047 | 332.769 | 433.4346 | 504.8607 | 1026.5904 | 1138.095 | 477.377 | 1910.3361 | 2040.2852 | 1808.2792 | 1973.4354 | 1842.588 | 1196.8364 | 1424.211
NEM | Behind the Meter Storage | 206.5749 | 229.209 | 252.5604 | 296.1248 | 349.3427 | 402.4761 | 442.8262 | 470.3671 | 517.4924 | 562.5252 | 609.8212 | 653.2691 | 682.0606 | 705.7071 | 714.33 | 732.6513 | 742.5366 | 757.5414 | 779.0648 | 806.4139 | 822.2575
Total Storage Generation |  | 327.091 | 399.4621 | 389.9979 | 432.0898 | 584.2224 | 671.2885 | 682.1539 | 666.1439 | 983.6595 | 1265.7528 | 1587.1541 | 2605.8296 | 2925.5182 | 2428.0916 | 4685.9923 | 5012.4021 | 5136.2385 | 5414.7725 | 5879.904 | 5296.2615 | 5669.9845
Region | Technology | 2022 | 2023 | 2024 | 2025 | 2026 | 2027 | 2028 | 2029 | 2030 | 2031 | 2032 | 2033 | 2034 | 2035 | 2036 | 2037 | 2038 | 2039 | 2040 | 2041 | 2042
NSW | Shallow Storage | 26.0981 | 26.3931 | 2.249 | 4.3395 | 16.4477 | 15.1131 | 14.0323 | 3.1802 | 12.1901 | 11.5696 | 12.6655 | 238.8661 | 388.527 | 299.6371 | 470.9665 | 487.8614 | 450.8748 | 449.8084 | 475.2684 | 457.7573 | 457.9549
NSW | Medium Storage | 3.3456 | 2.3512 | 2.882 | 7.7417 | 3.0508 | 2.571 | 3.8364 | 4.1708 | 5.0716 | 3.7922 | 7.809 | 8.5839 | 45.0736 | 154.5591 | 298.2433 | 325.9181 | 270.5616 | 285.7353 | 299.0655 | 266.1653 | 250.3111
NSW | Deep Storage | 0 | 0 | 0 | 3.8622 | 95.2141 | 125.0298 | 94.6176 | 54.7047 | 332.769 | 433.4346 | 504.8607 | 1026.5904 | 1138.095 | 477.377 | 1910.3361 | 2040.2852 | 1808.2792 | 1973.4354 | 1842.588 | 1196.8364 | 1424.211
NSW | Behind the Meter Storage | 61.9652 | 72.7084 | 83.685 | 103.6317 | 130.4986 | 154.1339 | 170.2919 | 182.9482 | 203.336 | 223.1948 | 245.6765 | 265.11 | 279.8747 | 290.4368 | 297.2499 | 306.1445 | 308.2298 | 315.6522 | 326.1997 | 337.3957 | 345.3156
Total Storage Generation |  | 91.4089 | 101.4527 | 88.816 | 119.575 | 245.2112 | 296.8477 | 282.7782 | 245.0039 | 553.3666 | 671.9912 | 771.0116 | 1539.1505 | 1851.5703 | 1222.01 | 2976.7958 | 3160.2091 | 2837.9454 | 3024.6313 | 2943.1216 | 2258.1547 | 2477.7926
Region | Technology | 2022 | 2023 | 2024 | 2025 | 2026 | 2027 | 2028 | 2029 | 2030 | 2031 | 2032 | 2033 | 2034 | 2035 | 2036 | 2037 | 2038 | 2039 | 2040 | 2041 | 2042
QLD | Shallow Storage | 8.4784 | 8.9815 | 7.1357 | 8.8986 | 9.1105 | 8.6142 | 7.7566 | 7.1102 | 4.4812 | 4.9385 | 5.4175 | 8.0006 | 9.6246 | 11.5111 | 14.0897 | 15.8333 | 17.0909 | 19.3669 | 21.6448 | 22.8677 | 24.1665
QLD | Medium Storage | 3.0029 | 15.5953 | 13.0988 | 24.7706 | 23.8294 | 24.8576 | 23.9422 | 45.3174 | 34.2949 | 42.596 | 58.6477 | 107.4624 | 117.2479 | 146.2738 | 199.8935 | 252.991 | 506.2378 | 337.1173 | 311.0031 | 503.5114 | 503.5808
QLD | Deep Storage | 0 | 0 | 0 | 0 | 0 | 0 | 0 | 0 | 0 | 0 | 0 | 0 | 0 | 0 | 0 | 0 | 0 | 0 | 0 | 0 | 0
QLD | Behind the Meter Storage | 28.0734 | 32.2156 | 37.3428 | 47.0305 | 60.7238 | 74.6816 | 84.3369 | 90.7389 | 100.5057 | 111.7312 | 120.262 | 131.2891 | 140.7303 | 148.168 | 153.4857 | 158.0627 | 159.0466 | 162.9817 | 166.5558 | 176.72 | 181.8962
Total Storage Generation |  | 39.5547 | 56.7925 | 57.5773 | 80.6998 | 93.6636 | 108.1534 | 116.0357 | 143.1665 | 139.2818 | 159.2657 | 184.3272 | 246.752 | 267.6028 | 305.953 | 367.4689 | 426.887 | 682.3753 | 519.4659 | 499.2037 | 703.0992 | 709.6435
Region | Technology | 2022 | 2023 | 2024 | 2025 | 2026 | 2027 | 2028 | 2029 | 2030 | 2031 | 2032 | 2033 | 2034 | 2035 | 2036 | 2037 | 2038 | 2039 | 2040 | 2041 | 2042
VIC | Shallow Storage | 16.5837 | 32.462 | 28.8466 | 16.9907 | 20.7255 | 24.3331 | 29.697 | 22.4579 | 18.3367 | 33.1774 | 34.4959 | 37.0419 | 19.6117 | 121.1206 | 135.0949 | 146.6049 | 122.307 | 128.1598 | 122.6286 | 119.0647 | 133.8662
VIC | Medium Storage | 0 | 0 | 0 | 0 | 0 | 0 | 0 | 0 | 0 | 0 | 0 | 0 | 0 | 0 | 0 | 0 | 0 | 103.8175 | 656.6555 | 626.8677 | 764.4199
VIC | Deep Storage | 0 | 0 | 0 | 0 | 0 | 0 | 0 | 0 | 0 | 0 | 0 | 0 | 0 | 0 | 0 | 0 | 0 | 0 | 0 | 0 | 0
VIC | Behind the Meter Storage | 26.6465 | 31.1188 | 35.0736 | 43.1923 | 53.7665 | 65.2296 | 74.8019 | 82.5315 | 96.8566 | 110.1433 | 125.7643 | 139.9557 | 147.2342 | 154.1175 | 154.6721 | 159.4917 | 164.7442 | 170.0676 | 177.7402 | 184.7868 | 188.3077
Total Storage Generation |  | 43.2303 | 63.5809 | 63.9201 | 60.183 | 74.492 | 89.5627 | 104.4989 | 104.9894 | 115.1934 | 143.3208 | 160.2602 | 176.9977 | 166.8459 | 275.238 | 289.767 | 306.0966 | 287.0512 | 402.0449 | 957.0243 | 930.7192 | 1086.5938
Region | Technology | 2022 | 2023 | 2024 | 2025 | 2026 | 2027 | 2028 | 2029 | 2030 | 2031 | 2032 | 2033 | 2034 | 2035 | 2036 | 2037 | 2038 | 2039 | 2040 | 2041 | 2042
SA | Shallow Storage | 62.5722 | 84.4075 | 82.8295 | 69.0045 | 66.1281 | 68.1227 | 65.2742 | 58.7 | 58.7773 | 173.3961 | 353.287 | 525.8099 | 524.8544 | 511.5737 | 510.5721 | 511.8854 | 555.8704 | 564.4871 | 573.2921 | 543.1372 | 532.4511
SA | Medium Storage | 0 | 0 | 0 | 0 | 0 | 0 | 0 | 0 | 0 | 0 | 0 | 0 | 0 | 0 | 432.0883 | 498.1702 | 662.0474 | 795.0745 | 798.3958 | 752.7871 | 756.1528
SA | Deep Storage | 0 | 0 | 0 | 0 | 0 | 0 | 0 | 0 | 0 | 0 | 0 | 0 | 0 | 0 | 0 | 0 | 0 | 0 | 0 | 0 | 0
SA | Behind the Meter Storage | 86.1655 | 88.9327 | 91.8449 | 96.718 | 97.7374 | 100.7548 | 104.8557 | 105.1224 | 106.7349 | 106.5988 | 106.4263 | 104.4099 | 101.4302 | 99.4535 | 95.2115 | 94.5883 | 95.5999 | 93.6581 | 92.6426 | 91.2151 | 90.4212
Total Storage Generation |  | 148.7378 | 173.3402 | 174.6744 | 165.7225 | 163.8655 | 168.8775 | 170.1299 | 163.8224 | 165.5122 | 279.9949 | 459.7133 | 630.2199 | 626.2846 | 611.0271 | 1037.8719 | 1104.6439 | 1313.5177 | 1453.2197 | 1464.3304 | 1387.1393 | 1379.0251
Region | Technology | 2022 | 2023 | 2024 | 2025 | 2026 | 2027 | 2028 | 2029 | 2030 | 2031 | 2032 | 2033 | 2034 | 2035 | 2036 | 2037 | 2038 | 2039 | 2040 | 2041 | 2042
TAS | Shallow Storage | 0.4352 | 0.062451 | 0.39596 | 0.35724 | 0.37359 | 0.17086 | 0.17133 | 0.13558 | 0.24632 | 0.32318 | 0.14974 | 0.20519 | 0.42342 | 0.33203 | 0.37792 | 0.20135 | 0.43288 | 0.22901 | 0.29747 | 0.85277 | 0.61279
TAS | Medium Storage | 0 | 0 | 0 | 0 | 0 | 0 | 0 | 0 | 0 | 0 | 0 | 0 | 0 | 0 | 0 | 0 | 0 | 0 | 0 | 0 | 0
TAS | Deep Storage | 0 | 0 | 0 | 0 | 0 | 0 | 0 | 0 | 0 | 0 | 0 | 0 | 0 | 0 | 0 | 0 | 0 | 0 | 0 | 0 | 0
TAS | Behind the Meter Storage | 3.7242 | 4.2334 | 4.6141 | 5.5523 | 6.6165 | 7.6763 | 8.5398 | 9.0262 | 10.0591 | 10.8571 | 11.6921 | 12.5044 | 12.7912 | 13.5314 | 13.7107 | 14.3641 | 14.916 | 15.1817 | 15.9266 | 16.2963 | 16.3167
Total Storage Generation |  | 4.1594 | 4.2959 | 5.0101 | 5.9096 | 6.9901 | 7.8471 | 8.7111 | 9.1618 | 10.3055 | 11.1803 | 11.8418 | 12.7096 | 13.2146 | 13.8634 | 14.0886 | 14.5654 | 15.3488 | 15.4107 | 16.2241 | 17.1491 | 16.9295

## StorageGeneration_2
Generation by Storage (GWh) - Slow Change (DP6)
Capacity calculated on 1 July. Years are financial year ending. Existing and new storages are group according to depth. For storage depth classifications, please refer to the 2020 ISP report.
Region | Technology | 2022 | 2023 | 2024 | 2025 | 2026 | 2027 | 2028 | 2029 | 2030 | 2031 | 2032 | 2033 | 2034 | 2035 | 2036 | 2037 | 2038 | 2039 | 2040 | 2041 | 2042
NEM | Shallow Storage | 112.3798 | 153.6255 | 116.3644 | 116.6711 | 128.4537 | 122.1143 | 115.7093 | 97.1378 | 95.2702 | 99.3344 | 111.0115 | 253.6669 | 249.7674 | 373.0187 | 399.1859 | 417.6262 | 1008.6762 | 1281.2967 | 1294.4676 | 1304.0733 | 2527.9307
NEM | Medium Storage | 6.3485 | 17.5326 | 16.29 | 50.7709 | 19.5976 | 25.1003 | 21.1355 | 32.7935 | 57.8176 | 74.808 | 134.5501 | 94.78 | 99.153 | 118.0189 | 814.1048 | 1003.0117 | 1391.2014 | 1007.2141 | 1185.9613 | 1414.1719 | 1118.5426
NEM | Deep Storage | 0 | 0 | 0 | 52.6347 | 571.5424 | 902.5858 | 716.4761 | 504.0149 | 699.2483 | 747.2831 | 843.9142 | 2619.1937 | 2979.7502 | 2093.1847 | 3316.6653 | 3400.8638 | 2830.8542 | 3137.4615 | 3111.94 | 2957.5697 | 3393.9238
NEM | Behind the Meter Storage | 206.5749 | 229.209 | 252.5604 | 296.1248 | 349.3427 | 402.4761 | 442.8262 | 470.3671 | 517.4924 | 562.5252 | 609.8212 | 653.2691 | 682.0606 | 705.7071 | 714.33 | 732.6513 | 742.5366 | 757.5414 | 779.0648 | 806.4139 | 822.2575
Total Storage Generation |  | 325.3032 | 400.3671 | 385.2148 | 516.2015 | 1068.9364 | 1452.2765 | 1296.1471 | 1104.3133 | 1369.8285 | 1483.9508 | 1699.297 | 3620.9097 | 4010.7311 | 3289.9293 | 5244.286 | 5554.153 | 5973.2683 | 6183.5136 | 6371.4338 | 6482.2287 | 7862.6545
Region | Technology | 2022 | 2023 | 2024 | 2025 | 2026 | 2027 | 2028 | 2029 | 2030 | 2031 | 2032 | 2033 | 2034 | 2035 | 2036 | 2037 | 2038 | 2039 | 2040 | 2041 | 2042
NSW | Shallow Storage | 24.6284 | 25.8272 | 3.3888 | 16.8933 | 20.0095 | 15.2202 | 15.328 | 15.5312 | 13.7934 | 11.694 | 13.6079 | 18.9001 | 23.1167 | 25.6071 | 31.7573 | 36.0881 | 37.4662 | 42.4353 | 45.8152 | 49.0675 | 51.2604
NSW | Medium Storage | 3.3456 | 1.6533 | 2.7261 | 15.5836 | 0 | 4.2382 | 0 | 1.5197 | 14.4127 | 23.3179 | 46.454 | 29.319 | 26.0576 | 37.184 | 88.6201 | 100.648 | 303.6626 | 87.8427 | 146.174 | 316.2491 | 192.5839
NSW | Deep Storage | 0 | 0 | 0 | 52.6347 | 571.5424 | 902.5858 | 716.4761 | 504.0149 | 699.2483 | 747.2831 | 843.9142 | 2619.1937 | 2979.7502 | 2093.1847 | 3316.6653 | 3400.8638 | 2830.8542 | 3137.4615 | 3111.94 | 2957.5697 | 3393.9238
NSW | Behind the Meter Storage | 61.9652 | 72.7084 | 83.685 | 103.6317 | 130.4986 | 154.1339 | 170.2919 | 182.9482 | 203.336 | 223.1948 | 245.6765 | 265.11 | 279.8747 | 290.4368 | 297.2499 | 306.1445 | 308.2298 | 315.6522 | 326.1997 | 337.3957 | 345.3156
Total Storage Generation |  | 89.9392 | 100.189 | 89.8 | 188.7433 | 722.0505 | 1076.1781 | 902.096 | 704.014 | 930.7904 | 1005.49 | 1149.6527 | 2932.5229 | 3308.7992 | 2446.4125 | 3734.2926 | 3843.7444 | 3480.2127 | 3583.3918 | 3630.1289 | 3660.282 | 3983.0837
Region | Technology | 2022 | 2023 | 2024 | 2025 | 2026 | 2027 | 2028 | 2029 | 2030 | 2031 | 2032 | 2033 | 2034 | 2035 | 2036 | 2037 | 2038 | 2039 | 2040 | 2041 | 2042
QLD | Shallow Storage | 8.5503 | 8.9634 | 7.2155 | 9.0409 | 9.0501 | 8.5779 | 7.7071 | 7.1697 | 5.6179 | 5.1764 | 5.4869 | 8.5015 | 10.3178 | 12.1993 | 15.4211 | 16.9473 | 17.5294 | 290.8964 | 290.7258 | 292.5298 | 292.3586
QLD | Medium Storage | 3.0029 | 15.8793 | 13.5639 | 35.1873 | 19.5976 | 20.8622 | 21.1355 | 31.2738 | 43.4049 | 51.4901 | 88.0961 | 65.461 | 73.0954 | 80.8349 | 300.7244 | 224.6588 | 444.3941 | 276.881 | 397.6336 | 445.5241 | 275.9878
QLD | Deep Storage | 0 | 0 | 0 | 0 | 0 | 0 | 0 | 0 | 0 | 0 | 0 | 0 | 0 | 0 | 0 | 0 | 0 | 0 | 0 | 0 | 0
QLD | Behind the Meter Storage | 28.0734 | 32.2156 | 37.3428 | 47.0305 | 60.7238 | 74.6816 | 84.3369 | 90.7389 | 100.5057 | 111.7312 | 120.262 | 131.2891 | 140.7303 | 148.168 | 153.4857 | 158.0627 | 159.0466 | 162.9817 | 166.5558 | 176.72 | 181.8962
Total Storage Generation |  | 39.6266 | 57.0583 | 58.1221 | 91.2588 | 89.3715 | 104.1216 | 113.1795 | 129.1824 | 149.5284 | 168.3977 | 213.8449 | 205.2515 | 224.1435 | 241.2023 | 469.6312 | 399.6688 | 620.9701 | 730.7591 | 854.9152 | 914.774 | 750.2426
Region | Technology | 2022 | 2023 | 2024 | 2025 | 2026 | 2027 | 2028 | 2029 | 2030 | 2031 | 2032 | 2033 | 2034 | 2035 | 2036 | 2037 | 2038 | 2039 | 2040 | 2041 | 2042
VIC | Shallow Storage | 16.287 | 32.3746 | 25.066 | 30.8285 | 31.6924 | 33.9864 | 31.6161 | 15.0612 | 15.3313 | 29.733 | 35.2338 | 164.6086 | 153.7597 | 274.6757 | 287.267 | 297.6607 | 276.2843 | 279.267 | 280.0252 | 283.3509 | 1203.4319
VIC | Medium Storage | 0 | 0 | 0 | 0 | 0 | 0 | 0 | 0 | 0 | 0 | 0 | 0 | 0 | 0 | 0 | 0 | 0 | 0 | 0 | 0 | 0
VIC | Deep Storage | 0 | 0 | 0 | 0 | 0 | 0 | 0 | 0 | 0 | 0 | 0 | 0 | 0 | 0 | 0 | 0 | 0 | 0 | 0 | 0 | 0
VIC | Behind the Meter Storage | 26.6465 | 31.1188 | 35.0736 | 43.1923 | 53.7665 | 65.2296 | 74.8019 | 82.5315 | 96.8566 | 110.1433 | 125.7643 | 139.9557 | 147.2342 | 154.1175 | 154.6721 | 159.4917 | 164.7442 | 170.0676 | 177.7402 | 184.7868 | 188.3077
Total Storage Generation |  | 42.9336 | 63.4934 | 60.1396 | 74.0208 | 85.4589 | 99.216 | 106.418 | 97.5927 | 112.1879 | 139.8763 | 160.9981 | 304.5643 | 300.9939 | 428.7932 | 441.9391 | 457.1524 | 441.0285 | 449.3347 | 457.7654 | 468.1378 | 1391.7397
Region | Technology | 2022 | 2023 | 2024 | 2025 | 2026 | 2027 | 2028 | 2029 | 2030 | 2031 | 2032 | 2033 | 2034 | 2035 | 2036 | 2037 | 2038 | 2039 | 2040 | 2041 | 2042
SA | Shallow Storage | 62.4789 | 86.1553 | 80.3474 | 59.6806 | 67.4295 | 64.2293 | 60.8211 | 59.17 | 60.3577 | 52.4155 | 56.5617 | 61.39 | 62.2335 | 60.0274 | 64.3929 | 66.5097 | 676.9197 | 668.5856 | 677.6622 | 678.1619 | 980.3715
SA | Medium Storage | 0 | 0 | 0 | 0 | 0 | 0 | 0 | 0 | 0 | 0 | 0 | 0 | 0 | 0 | 424.7603 | 677.7048 | 643.1447 | 642.4904 | 642.1538 | 652.3986 | 649.9709
SA | Deep Storage | 0 | 0 | 0 | 0 | 0 | 0 | 0 | 0 | 0 | 0 | 0 | 0 | 0 | 0 | 0 | 0 | 0 | 0 | 0 | 0 | 0
SA | Behind the Meter Storage | 86.1655 | 88.9327 | 91.8449 | 96.718 | 97.7374 | 100.7548 | 104.8557 | 105.1224 | 106.7349 | 106.5988 | 106.4263 | 104.4099 | 101.4302 | 99.4535 | 95.2115 | 94.5883 | 95.5999 | 93.6581 | 92.6426 | 91.2151 | 90.4212
Total Storage Generation |  | 148.6445 | 175.088 | 172.1923 | 156.3987 | 165.1668 | 164.9842 | 165.6768 | 164.2924 | 167.0926 | 159.0143 | 162.9879 | 165.7999 | 163.6637 | 159.4809 | 584.3648 | 838.8029 | 1415.6643 | 1404.7341 | 1412.4585 | 1421.7755 | 1720.7636
Region | Technology | 2022 | 2023 | 2024 | 2025 | 2026 | 2027 | 2028 | 2029 | 2030 | 2031 | 2032 | 2033 | 2034 | 2035 | 2036 | 2037 | 2038 | 2039 | 2040 | 2041 | 2042
TAS | Shallow Storage | 0.4352 | 0.30502 | 0.34667 | 0.22761 | 0.27216 | 0.1004 | 0.23701 | 0.20568 | 0.16998 | 0.3155 | 0.12129 | 0.26674 | 0.3396 | 0.50912 | 0.34761 | 0.42042 | 0.4767 | 0.11231 | 0.23913 | 0.96314 | 0.50831
TAS | Medium Storage | 0 | 0 | 0 | 0 | 0 | 0 | 0 | 0 | 0 | 0 | 0 | 0 | 0 | 0 | 0 | 0 | 0 | 0 | 0 | 0 | 0
TAS | Deep Storage | 0 | 0 | 0 | 0 | 0 | 0 | 0 | 0 | 0 | 0 | 0 | 0 | 0 | 0 | 0 | 0 | 0 | 0 | 0 | 0 | 0
TAS | Behind the Meter Storage | 3.7242 | 4.2334 | 4.6141 | 5.5523 | 6.6165 | 7.6763 | 8.5398 | 9.0262 | 10.0591 | 10.8571 | 11.6921 | 12.5044 | 12.7912 | 13.5314 | 13.7107 | 14.3641 | 14.916 | 15.1817 | 15.9266 | 16.2963 | 16.3167
Total Storage Generation |  | 4.1594 | 4.5384 | 4.9608 | 5.7799 | 6.8887 | 7.7767 | 8.7768 | 9.2319 | 10.2291 | 11.1726 | 11.8134 | 12.7712 | 13.1308 | 14.0405 | 14.0583 | 14.7845 | 15.3927 | 15.294 | 16.1657 | 17.2595 | 16.825

## DispatchableCapacity_1
Dispatchable Capacity built (MW) - Slow Change (Counterfactual)
Capacity calculated on 1 July. Years are financial year ending. Capacity built in 2022 includes all capacity built since 2019-20. For storage depth classifications, please refer to the 2020 ISP report.
Region | Technology | 2022 | 2023 | 2024 | 2025 | 2026 | 2027 | 2028 | 2029 | 2030 | 2031 | 2032 | 2033 | 2034 | 2035 | 2036 | 2037 | 2038 | 2039 | 2040 | 2041 | 2042
NEM | CCGT | 0 | 0 | 0 | 0 | 0 | 0 | 0 | 0 | 0 | 0 | 0 | 0 | 0 | 0 | 0 | 0 | 0 | 0 | 0 | 0 | 0
NEM | Peaking Gas+Liquids | 0 | 0 | 0 | 0 | 0 | 0 | 0 | 0 | 0 | 0 | 0 | 1022.6284 | 1022.6284 | 1172.7952 | 1728.5647 | 1728.5647 | 2149.6977 | 2465.4969 | 3319.4346 | 3319.4346 | 4273.1318
NEM | Hydro | 0 | 0 | 0 | 0 | 0 | 0 | 0 | 0 | 0 | 0 | 0 | 0 | 0 | 0 | 0 | 0 | 0 | 0 | 0 | 0 | 0
NEM | Shallow Storage | 36.9571 | 24.5662 | 13.4169 | 3.3703 | -5.6653 | -13.7884 | -21.0964 | -27.6721 | -33.5951 | 173.8359 | 569.8274 | 1493.5859 | 1840.9456 | 2096.1269 | 2108.0448 | 2117.8951 | 2128.4513 | 2141.4515 | 2156.9276 | 2166.6404 | 2175.4957
NEM | Medium Storage | 0 | 20 | 20 | 20 | 20 | 20 | 20 | 20 | 20 | 20 | 20 | 20 | 66.8019 | 284.1365 | 927.5636 | 927.5636 | 1023.7986 | 1287.4101 | 1674.5793 | 1674.5793 | 1712.5015
NEM | Deep Storage | 0 | 0 | 0 | 2040 | 2040 | 2040 | 2040 | 2040 | 2040 | 2040 | 2040 | 2040 | 2040 | 2040 | 2040 | 2040 | 2040 | 2040 | 2040 | 2040 | 2040
NEM | DSP | -100.4387 | -98.5388 | -98.5471 | -97.544 | -98.8913 | -97.7678 | -97.225 | -94.1504 | -92.2273 | -90.6881 | -87.8859 | -87.1067 | -86.0264 | -83.2079 | -81.2575 | -78.2296 | -74.496 | -72.1869 | -67.5672 | -64.3414 | -61.3946
NEM | New Interconnectors | 0 | 185 | 185 | 185 | 185 | 185 | 185 | 185 | 185 | 185 | 185 | 185 | 185 | 185 | 185 | 185 | 185 | 185 | 185 | 185 | 185
NEM | Retired Dispatchable | 0 | 740 | 2420 | 2420 | 2420 | 2420 | 2420 | 3505 | 5175 | 5937.5 | 6312.5 | 8919.84 | 9436.84 | 9598.84 | 11265.688 | 11700.983 | 12371.088 | 12371.088 | 13454.488 | 13574.488 | 13574.488
Total Dispatchable Capacity Built |  | -63.4815 | -53.9725 | -65.1302 | 1965.8263 | 1955.4435 | 1948.4438 | 1941.6785 | 1938.1775 | 1934.1776 | 2143.1478 | 2541.9414 | 4489.1076 | 4884.3495 | 5509.8507 | 6722.9156 | 6735.7937 | 7267.4516 | 7862.1717 | 9123.3744 | 9136.3129 | 10139.7345
Region | Technology | 2022 | 2023 | 2024 | 2025 | 2026 | 2027 | 2028 | 2029 | 2030 | 2031 | 2032 | 2033 | 2034 | 2035 | 2036 | 2037 | 2038 | 2039 | 2040 | 2041 | 2042
NSW | CCGT | 0 | 0 | 0 | 0 | 0 | 0 | 0 | 0 | 0 | 0 | 0 | 0 | 0 | 0 | 0 | 0 | 0 | 0 | 0 | 0 | 0
NSW | Peaking Gas+Liquids | 0 | 0 | 0 | 0 | 0 | 0 | 0 | 0 | 0 | 0 | 0 | 1022.6284 | 1022.6284 | 1172.7952 | 1172.7952 | 1172.7952 | 1317.8121 | 1633.6113 | 1880.0956 | 1880.0956 | 2833.7928
NSW | Hydro | 0 | 0 | 0 | 0 | 0 | 0 | 0 | 0 | 0 | 0 | 0 | 0 | 0 | 0 | 0 | 0 | 0 | 0 | 0 | 0 | 0
NSW | Shallow Storage | 7.2344 | 4.855 | 2.4084 | 1.2439 | -0.81775 | -3.617 | -5.9363 | -8.4333 | -10.4712 | -12.4743 | -10.052 | 470.2224 | 810.3191 | 815.402 | 820.4807 | 824.6718 | 829.2498 | 834.8935 | 841.5523 | 845.649 | 849.3739
NSW | Medium Storage | 0 | 0 | 0 | 0 | 0 | 0 | 0 | 0 | 0 | 0 | 0 | 0 | 46.8019 | 264.1365 | 264.1365 | 264.1365 | 264.1365 | 264.1365 | 264.1365 | 264.1365 | 264.1365
NSW | Deep Storage | 0 | 0 | 0 | 2040 | 2040 | 2040 | 2040 | 2040 | 2040 | 2040 | 2040 | 2040 | 2040 | 2040 | 2040 | 2040 | 2040 | 2040 | 2040 | 2040 | 2040
NSW | DSP | -0.44334 | 5.688e-05 | -0.29294 | -0.39319 | -1.0137 | -0.48034 | -0.76644 | 0.59927 | 1.6695 | 2.0262 | 2.5753 | 3.0267 | 3.3419 | 4.7768 | 4.7637 | 5.5385 | 6.6137 | 7.8474 | 8.5575 | 9.4659 | 10.1038
NSW | New Interconnectors | 0 | 185 | 185 | 185 | 185 | 185 | 185 | 185 | 185 | 185 | 185 | 185 | 185 | 185 | 185 | 185 | 185 | 185 | 185 | 185 | 185
NSW | Retired Dispatchable | 0 | 500 | 2000 | 2000 | 2000 | 2000 | 2000 | 2000 | 3320 | 3320 | 3320 | 5318 | 5318 | 5318 | 5368 | 5368 | 5368 | 5368 | 5368 | 5368 | 5368
Total Dispatchable Capacity Built |  | 6.791 | 4.8551 | 2.1154 | 2040.8507 | 2038.1686 | 2035.9026 | 2033.2972 | 2032.166 | 2031.1982 | 2029.5519 | 2032.5233 | 3535.8776 | 3923.0913 | 4297.1105 | 4302.1762 | 4307.1421 | 4457.8122 | 4780.4888 | 5034.3419 | 5039.347 | 5997.407
Region | Technology | 2022 | 2023 | 2024 | 2025 | 2026 | 2027 | 2028 | 2029 | 2030 | 2031 | 2032 | 2033 | 2034 | 2035 | 2036 | 2037 | 2038 | 2039 | 2040 | 2041 | 2042
QLD | CCGT | 0 | 0 | 0 | 0 | 0 | 0 | 0 | 0 | 0 | 0 | 0 | 0 | 0 | 0 | 0 | 0 | 0 | 0 | 0 | 0 | 0
QLD | Peaking Gas+Liquids | 0 | 0 | 0 | 0 | 0 | 0 | 0 | 0 | 0 | 0 | 0 | 0 | 0 | 0 | 0 | 0 | 0 | 0 | 0 | 0 | 0
QLD | Hydro | 0 | 0 | 0 | 0 | 0 | 0 | 0 | 0 | 0 | 0 | 0 | 0 | 0 | 0 | 0 | 0 | 0 | 0 | 0 | 0 | 0
QLD | Shallow Storage | 1.8808 | 1.0116 | 0.066976 | -0.12058 | -0.54374 | -1.1316 | -2.1997 | -3.3197 | -4.0266 | -5.1496 | -4.2482 | -1.7084 | 0.78254 | 3.529 | 6.0459 | 8.0215 | 10.0797 | 12.7762 | 16.2022 | 18.3904 | 20.4273
QLD | Medium Storage | 0 | 20 | 20 | 20 | 20 | 20 | 20 | 20 | 20 | 20 | 20 | 20 | 20 | 20 | 20 | 20 | 20 | 20 | 20 | 20 | 20
QLD | Deep Storage | 0 | 0 | 0 | 0 | 0 | 0 | 0 | 0 | 0 | 0 | 0 | 0 | 0 | 0 | 0 | 0 | 0 | 0 | 0 | 0 | 0
QLD | DSP | 0.65831 | 2.6039 | 3.4038 | 3.8143 | 4.2233 | 4.8016 | 6.7603 | 7.4171 | 7.81 | 8.3889 | 9.9283 | 10.5405 | 11.6442 | 12.6539 | 14.6086 | 15.4934 | 17.2207 | 18.1381 | 20.632 | 22.0362 | 22.9988
QLD | New Interconnectors | 0 | 185 | 185 | 185 | 185 | 185 | 185 | 185 | 185 | 185 | 185 | 185 | 185 | 185 | 185 | 185 | 185 | 185 | 185 | 185 | 185
QLD | Retired Dispatchable | 0 | 0 | 0 | 0 | 0 | 0 | 0 | 1085 | 1085 | 1085 | 1085 | 1085 | 1377 | 1494 | 2230.848 | 2666.143 | 2807.248 | 2807.248 | 2950.648 | 2950.648 | 2950.648
Total Dispatchable Capacity Built |  | 2.5392 | 23.6155 | 23.4707 | 23.6938 | 23.6796 | 23.67 | 24.5606 | 24.0974 | 23.7834 | 23.2393 | 25.6801 | 28.8321 | 32.4267 | 36.1829 | 40.6545 | 43.5149 | 47.3003 | 50.9143 | 56.8342 | 60.4266 | 63.426
Region | Technology | 2022 | 2023 | 2024 | 2025 | 2026 | 2027 | 2028 | 2029 | 2030 | 2031 | 2032 | 2033 | 2034 | 2035 | 2036 | 2037 | 2038 | 2039 | 2040 | 2041 | 2042
VIC | CCGT | 0 | 0 | 0 | 0 | 0 | 0 | 0 | 0 | 0 | 0 | 0 | 0 | 0 | 0 | 0 | 0 | 0 | 0 | 0 | 0 | 0
VIC | Peaking Gas+Liquids | 0 | 0 | 0 | 0 | 0 | 0 | 0 | 0 | 0 | 0 | 0 | 0 | 0 | 0 | 0 | 0 | 0 | 0 | 357.2508 | 357.2508 | 357.2508
VIC | Hydro | 0 | 0 | 0 | 0 | 0 | 0 | 0 | 0 | 0 | 0 | 0 | 0 | 0 | 0 | 0 | 0 | 0 | 0 | 0 | 0 | 0
VIC | Shallow Storage | 3.3683 | 2.0008 | 0.77559 | -0.062326 | -0.59997 | -1.4827 | -2.5241 | -3.2425 | -3.645 | -4.3925 | -2.4539 | 0.38652 | 3.7499 | 223.3401 | 226.3087 | 228.7397 | 231.5103 | 235.0532 | 239.3703 | 241.9942 | 244.4118
VIC | Medium Storage | 0 | 0 | 0 | 0 | 0 | 0 | 0 | 0 | 0 | 0 | 0 | 0 | 0 | 0 | 0 | 0 | 0 | 109.6595 | 496.8287 | 496.8287 | 534.7508
VIC | Deep Storage | 0 | 0 | 0 | 0 | 0 | 0 | 0 | 0 | 0 | 0 | 0 | 0 | 0 | 0 | 0 | 0 | 0 | 0 | 0 | 0 | 0
VIC | DSP | -100.424 | -101.161 | -101.6785 | -100.9526 | -101.9643 | -102.0487 | -102.235 | -101.7784 | -101.9599 | -101.4639 | -101.0101 | -101.2725 | -101.2828 | -101.1054 | -100.8602 | -99.8437 | -99.2995 | -99.1522 | -97.8563 | -96.9955 | -96.1827
VIC | New Interconnectors | 0 | 0 | 0 | 0 | 0 | 0 | 0 | 0 | 0 | 0 | 0 | 0 | 0 | 0 | 0 | 0 | 0 | 0 | 0 | 0 | 0
VIC | Retired Dispatchable | 0 | 0 | 0 | 0 | 0 | 0 | 0 | 0 | 350 | 700 | 1075 | 1450 | 1675 | 1695 | 1695 | 1695 | 1695 | 1695 | 2635 | 2635 | 2635
Total Dispatchable Capacity Built |  | -97.0557 | -99.1602 | -100.903 | -101.0149 | -102.5643 | -103.5314 | -104.7591 | -105.0209 | -105.6049 | -105.8564 | -103.464 | -100.886 | -97.5328 | 122.2347 | 125.4485 | 128.8959 | 132.2109 | 245.5606 | 995.5934 | 999.0782 | 1040.2307
Region | Technology | 2022 | 2023 | 2024 | 2025 | 2026 | 2027 | 2028 | 2029 | 2030 | 2031 | 2032 | 2033 | 2034 | 2035 | 2036 | 2037 | 2038 | 2039 | 2040 | 2041 | 2042
SA | CCGT | 0 | 0 | 0 | 0 | 0 | 0 | 0 | 0 | 0 | 0 | 0 | 0 | 0 | 0 | 0 | 0 | 0 | 0 | 0 | 0 | 0
SA | Peaking Gas+Liquids | 0 | 0 | 0 | 0 | 0 | 0 | 0 | 0 | 0 | 0 | 0 | 0 | 0 | 0 | 555.7694 | 555.7694 | 831.8856 | 831.8856 | 1082.0883 | 1082.0883 | 1082.0883
SA | Hydro | 0 | 0 | 0 | 0 | 0 | 0 | 0 | 0 | 0 | 0 | 0 | 0 | 0 | 0 | 0 | 0 | 0 | 0 | 0 | 0 | 0
SA | Shallow Storage | 24.1576 | 16.5914 | 10.2609 | 2.5625 | -3.3085 | -6.9771 | -9.7189 | -11.822 | -14.478 | 196.9281 | 587.5525 | 1025.4463 | 1026.6025 | 1054.1072 | 1055.1984 | 1056.2202 | 1057.1579 | 1058.0083 | 1058.7766 | 1059.4086 | 1059.9336
SA | Medium Storage | 0 | 0 | 0 | 0 | 0 | 0 | 0 | 0 | 0 | 0 | 0 | 0 | 0 | 0 | 643.427 | 643.427 | 739.6621 | 893.6141 | 893.6141 | 893.6141 | 893.6141
SA | Deep Storage | 0 | 0 | 0 | 0 | 0 | 0 | 0 | 0 | 0 | 0 | 0 | 0 | 0 | 0 | 0 | 0 | 0 | 0 | 0 | 0 | 0
SA | DSP | -0.060496 | 0.12191 | 0.13998 | 0.18692 | 0.16337 | 0.25854 | 0.014472 | 0.13758 | 0.37554 | 0.53172 | 0.82807 | 0.89627 | 0.60266 | 0.8285 | 0.84051 | 1.197 | 1.5407 | 1.5464 | 1.6282 | 1.7324 | 2.1746
SA | New Interconnectors | 0 | 0 | 0 | 0 | 0 | 0 | 0 | 0 | 0 | 0 | 0 | 0 | 0 | 0 | 0 | 0 | 0 | 0 | 0 | 0 | 0
SA | Retired Dispatchable | 0 | 240 | 420 | 420 | 420 | 420 | 420 | 420 | 420 | 832.5 | 832.5 | 1066.84 | 1066.84 | 1091.84 | 1971.84 | 1971.84 | 2500.84 | 2500.84 | 2500.84 | 2500.84 | 2500.84
Total Dispatchable Capacity Built |  | 24.0971 | 16.7133 | 10.4008 | 2.7494 | -3.1451 | -6.7185 | -9.7044 | -11.6844 | -14.1025 | 197.4598 | 588.3806 | 1026.3425 | 1027.2052 | 1054.9357 | 2255.2354 | 2256.6137 | 2630.2463 | 2785.0544 | 3036.1071 | 3036.8434 | 3037.8105
Region | Technology | 2022 | 2023 | 2024 | 2025 | 2026 | 2027 | 2028 | 2029 | 2030 | 2031 | 2032 | 2033 | 2034 | 2035 | 2036 | 2037 | 2038 | 2039 | 2040 | 2041 | 2042
TAS | CCGT | 0 | 0 | 0 | 0 | 0 | 0 | 0 | 0 | 0 | 0 | 0 | 0 | 0 | 0 | 0 | 0 | 0 | 0 | 0 | 0 | 0
TAS | Peaking Gas+Liquids | 0 | 0 | 0 | 0 | 0 | 0 | 0 | 0 | 0 | 0 | 0 | 0 | 0 | 0 | 0 | 0 | 0 | 0 | 0 | 0 | 0
TAS | Hydro | 0 | 0 | 0 | 0 | 0 | 0 | 0 | 0 | 0 | 0 | 0 | 0 | 0 | 0 | 0 | 0 | 0 | 0 | 0 | 0 | 0
TAS | Shallow Storage | 0.31606 | 0.10738 | -0.094871 | -0.25312 | -0.39531 | -0.57999 | -0.71737 | -0.85456 | -0.9743 | -1.0758 | -0.97109 | -0.76088 | -0.50853 | -0.25143 | 0.011101 | 0.24186 | 0.45357 | 0.72028 | 1.0263 | 1.1982 | 1.3492
TAS | Medium Storage | 0 | 0 | 0 | 0 | 0 | 0 | 0 | 0 | 0 | 0 | 0 | 0 | 0 | 0 | 0 | 0 | 0 | 0 | 0 | 0 | 0
TAS | Deep Storage | 0 | 0 | 0 | 0 | 0 | 0 | 0 | 0 | 0 | 0 | 0 | 0 | 0 | 0 | 0 | 0 | 0 | 0 | 0 | 0 | 0
TAS | DSP | -0.16914 | -0.10363 | -0.1194 | -0.1995 | -0.29999 | -0.29891 | -0.99838 | -0.52598 | -0.12245 | -0.17109 | -0.20749 | -0.29772 | -0.33241 | -0.36169 | -0.61001 | -0.61485 | -0.57164 | -0.56656 | -0.52857 | -0.58035 | -0.48902
TAS | New Interconnectors | 0 | 0 | 0 | 0 | 0 | 0 | 0 | 0 | 0 | 0 | 0 | 0 | 0 | 0 | 0 | 0 | 0 | 0 | 0 | 0 | 0
TAS | Retired Dispatchable | 0 | 0 | 0 | 0 | 0 | 0 | 0 | 0 | 0 | 0 | 0 | 0 | 0 | 0 | 0 | 0 | 0 | 0 | 0 | 120 | 120
Total Dispatchable Capacity Built |  | 0.14693 | 0.0037528 | -0.21427 | -0.45262 | -0.6953 | -0.8789 | -1.7158 | -1.3805 | -1.0968 | -1.2469 | -1.1786 | -1.0586 | -0.84094 | -0.61311 | -0.59891 | -0.37299 | -0.11807 | 0.15372 | 0.49769 | 0.61781 | 0.86022

## DispatchableCapacity_2
Dispatchable Capacity built (MW) - Slow Change (DP6)
Capacity calculated on 1 July. Years are financial year ending. Capacity built in 2022 includes all capacity built since 2019-20. For storage depth classifications, please refer to the 2020 ISP report.
Region | Technology | 2022 | 2023 | 2024 | 2025 | 2026 | 2027 | 2028 | 2029 | 2030 | 2031 | 2032 | 2033 | 2034 | 2035 | 2036 | 2037 | 2038 | 2039 | 2040 | 2041 | 2042
NEM | CCGT | 0 | 0 | 0 | 0 | 0 | 0 | 0 | 0 | 0 | 0 | 0 | 0 | 0 | 0 | 0 | 0 | 0 | 0 | 0 | 0 | 0
NEM | Peaking Gas+Liquids | 0 | 0 | 0 | 0 | 0 | 0 | 0 | 0 | 0 | 0 | 0 | 0 | 0 | 0 | 0 | 46.6437 | 119.1394 | 119.1394 | 119.1394 | 119.1394 | 434.1662
NEM | Hydro | 0 | 0 | 0 | 0 | 0 | 0 | 0 | 0 | 0 | 0 | 0 | 0 | 0 | 0 | 0 | 0 | 0 | 0 | 0 | 0 | 0
NEM | Shallow Storage | 36.9571 | 24.5662 | 13.4169 | 3.3703 | -5.6653 | -13.7884 | -21.0964 | -27.6721 | -33.5951 | -38.9199 | -33.6179 | 218.143 | 230.9655 | 486.1468 | 498.0647 | 507.915 | 1710.7872 | 2233.4002 | 2248.8763 | 2258.589 | 4711.9256
NEM | Medium Storage | 0 | 20 | 20 | 20 | 20 | 20 | 20 | 20 | 20 | 20 | 20 | 20 | 20 | 20 | 421.4788 | 665.2979 | 665.2979 | 665.2979 | 665.2979 | 665.2979 | 665.2979
NEM | Deep Storage | 0 | 0 | 0 | 2040 | 2040 | 2040 | 2040 | 2040 | 2040 | 2040 | 2040 | 2040 | 2040 | 2040 | 2040 | 2040 | 2040 | 2040 | 2040 | 2040 | 2040
NEM | DSP | -100.4387 | -98.5388 | -98.5471 | -97.544 | -98.8913 | -97.7678 | -97.225 | -94.1504 | -92.2273 | -90.6881 | -87.8859 | -87.1067 | -86.0264 | -83.2079 | -81.2575 | -78.2296 | -74.496 | -72.1869 | -67.5672 | -64.3414 | -61.3946
NEM | New Interconnectors | 0 | 270 | 270 | 1170 | 1170 | 1170 | 1170 | 1170 | 1170 | 1170 | 1170 | 1992.5 | 1992.5 | 1992.5 | 5312.5 | 5312.5 | 5312.5 | 5312.5 | 5312.5 | 5312.5 | 5312.5
NEM | Retired Dispatchable | 0 | 740 | 2420 | 2420 | 2420 | 2420 | 2420 | 3505 | 5175 | 5937.5 | 6312.5 | 9801.84 | 10318.84 | 10480.84 | 12530.84 | 12530.84 | 13146.24 | 13146.24 | 14229.64 | 14349.64 | 14349.64
Total Dispatchable Capacity Built |  | -63.4815 | -53.9725 | -65.1302 | 1965.8263 | 1955.4435 | 1948.4438 | 1941.6785 | 1938.1775 | 1934.1776 | 1930.392 | 1938.4961 | 2191.0363 | 2204.939 | 2462.9388 | 2878.2861 | 3181.6269 | 4460.7284 | 4985.6506 | 5005.7463 | 5018.6849 | 7789.9951
Region | Technology | 2022 | 2023 | 2024 | 2025 | 2026 | 2027 | 2028 | 2029 | 2030 | 2031 | 2032 | 2033 | 2034 | 2035 | 2036 | 2037 | 2038 | 2039 | 2040 | 2041 | 2042
NSW | CCGT | 0 | 0 | 0 | 0 | 0 | 0 | 0 | 0 | 0 | 0 | 0 | 0 | 0 | 0 | 0 | 0 | 0 | 0 | 0 | 0 | 0
NSW | Peaking Gas+Liquids | 0 | 0 | 0 | 0 | 0 | 0 | 0 | 0 | 0 | 0 | 0 | 0 | 0 | 0 | 0 | 0 | 0 | 0 | 0 | 0 | 0
NSW | Hydro | 0 | 0 | 0 | 0 | 0 | 0 | 0 | 0 | 0 | 0 | 0 | 0 | 0 | 0 | 0 | 0 | 0 | 0 | 0 | 0 | 0
NSW | Shallow Storage | 7.2344 | 4.855 | 2.4084 | 1.2439 | -0.81775 | -3.617 | -5.9363 | -8.4333 | -10.4712 | -12.4743 | -10.052 | -5.2204 | 0.33896 | 5.4218 | 10.5006 | 14.6917 | 19.2697 | 24.9134 | 31.5722 | 35.6688 | 39.3937
NSW | Medium Storage | 0 | 0 | 0 | 0 | 0 | 0 | 0 | 0 | 0 | 0 | 0 | 0 | 0 | 0 | 0 | 0 | 0 | 0 | 0 | 0 | 0
NSW | Deep Storage | 0 | 0 | 0 | 2040 | 2040 | 2040 | 2040 | 2040 | 2040 | 2040 | 2040 | 2040 | 2040 | 2040 | 2040 | 2040 | 2040 | 2040 | 2040 | 2040 | 2040
NSW | DSP | -0.44334 | 5.688e-05 | -0.29294 | -0.39319 | -1.0137 | -0.48034 | -0.76644 | 0.59927 | 1.6695 | 2.0262 | 2.5753 | 3.0267 | 3.3419 | 4.7768 | 4.7637 | 5.5385 | 6.6137 | 7.8474 | 8.5575 | 9.4659 | 10.1038
NSW | New Interconnectors | 0 | 270 | 270 | 1170 | 1170 | 1170 | 1170 | 1170 | 1170 | 1170 | 1170 | 1992.5 | 1992.5 | 1992.5 | 5312.5 | 5312.5 | 5312.5 | 5312.5 | 5312.5 | 5312.5 | 5312.5
NSW | Retired Dispatchable | 0 | 500 | 2000 | 2000 | 2000 | 2000 | 2000 | 2000 | 3320 | 3320 | 3320 | 6200 | 6200 | 6200 | 6250 | 6250 | 6250 | 6250 | 6250 | 6250 | 6250
Total Dispatchable Capacity Built |  | 6.791 | 4.8551 | 2.1154 | 2040.8507 | 2038.1686 | 2035.9026 | 2033.2972 | 2032.166 | 2031.1982 | 2029.5519 | 2032.5233 | 2037.8063 | 2043.6809 | 2050.1986 | 2055.2643 | 2060.2303 | 2065.8834 | 2072.7608 | 2080.1297 | 2085.1347 | 2089.4976
Region | Technology | 2022 | 2023 | 2024 | 2025 | 2026 | 2027 | 2028 | 2029 | 2030 | 2031 | 2032 | 2033 | 2034 | 2035 | 2036 | 2037 | 2038 | 2039 | 2040 | 2041 | 2042
QLD | CCGT | 0 | 0 | 0 | 0 | 0 | 0 | 0 | 0 | 0 | 0 | 0 | 0 | 0 | 0 | 0 | 0 | 0 | 0 | 0 | 0 | 0
QLD | Peaking Gas+Liquids | 0 | 0 | 0 | 0 | 0 | 0 | 0 | 0 | 0 | 0 | 0 | 0 | 0 | 0 | 0 | 0 | 0 | 0 | 0 | 0 | 0
QLD | Hydro | 0 | 0 | 0 | 0 | 0 | 0 | 0 | 0 | 0 | 0 | 0 | 0 | 0 | 0 | 0 | 0 | 0 | 0 | 0 | 0 | 0
QLD | Shallow Storage | 1.8808 | 1.0116 | 0.066976 | -0.12058 | -0.54374 | -1.1316 | -2.1997 | -3.3197 | -4.0266 | -5.1496 | -4.2482 | -1.7084 | 0.78254 | 3.529 | 6.0459 | 8.0215 | 10.0797 | 522.389 | 525.815 | 528.0032 | 530.04
QLD | Medium Storage | 0 | 20 | 20 | 20 | 20 | 20 | 20 | 20 | 20 | 20 | 20 | 20 | 20 | 20 | 20 | 20 | 20 | 20 | 20 | 20 | 20
QLD | Deep Storage | 0 | 0 | 0 | 0 | 0 | 0 | 0 | 0 | 0 | 0 | 0 | 0 | 0 | 0 | 0 | 0 | 0 | 0 | 0 | 0 | 0
QLD | DSP | 0.65831 | 2.6039 | 3.4038 | 3.8143 | 4.2233 | 4.8016 | 6.7603 | 7.4171 | 7.81 | 8.3889 | 9.9283 | 10.5405 | 11.6442 | 12.6539 | 14.6086 | 15.4934 | 17.2207 | 18.1381 | 20.632 | 22.0362 | 22.9988
QLD | New Interconnectors | 0 | 185 | 185 | 185 | 185 | 185 | 185 | 185 | 185 | 185 | 185 | 1007.5 | 1007.5 | 1007.5 | 2462.5 | 2462.5 | 2462.5 | 2462.5 | 2462.5 | 2462.5 | 2462.5
QLD | Retired Dispatchable | 0 | 0 | 0 | 0 | 0 | 0 | 0 | 1085 | 1085 | 1085 | 1085 | 1085 | 1377 | 1494 | 2614 | 2614 | 2700.4 | 2700.4 | 2843.8 | 2843.8 | 2843.8
Total Dispatchable Capacity Built |  | 2.5392 | 23.6155 | 23.4707 | 23.6938 | 23.6796 | 23.67 | 24.5606 | 24.0974 | 23.7834 | 23.2393 | 25.6801 | 28.8321 | 32.4267 | 36.1829 | 40.6545 | 43.5149 | 47.3003 | 560.5271 | 566.4469 | 570.0394 | 573.0388
Region | Technology | 2022 | 2023 | 2024 | 2025 | 2026 | 2027 | 2028 | 2029 | 2030 | 2031 | 2032 | 2033 | 2034 | 2035 | 2036 | 2037 | 2038 | 2039 | 2040 | 2041 | 2042
VIC | CCGT | 0 | 0 | 0 | 0 | 0 | 0 | 0 | 0 | 0 | 0 | 0 | 0 | 0 | 0 | 0 | 0 | 0 | 0 | 0 | 0 | 0
VIC | Peaking Gas+Liquids | 0 | 0 | 0 | 0 | 0 | 0 | 0 | 0 | 0 | 0 | 0 | 0 | 0 | 0 | 0 | 0 | 0 | 0 | 0 | 0 | 0
VIC | Hydro | 0 | 0 | 0 | 0 | 0 | 0 | 0 | 0 | 0 | 0 | 0 | 0 | 0 | 0 | 0 | 0 | 0 | 0 | 0 | 0 | 0
VIC | Shallow Storage | 3.3683 | 2.0008 | 0.77559 | -0.062326 | -0.59997 | -1.4827 | -2.5241 | -3.2425 | -3.645 | -4.3925 | -2.4539 | 240.579 | 243.9424 | 489.9016 | 492.8702 | 495.3012 | 498.0718 | 501.6147 | 505.9318 | 508.5557 | 2361.3387
VIC | Medium Storage | 0 | 0 | 0 | 0 | 0 | 0 | 0 | 0 | 0 | 0 | 0 | 0 | 0 | 0 | 0 | 0 | 0 | 0 | 0 | 0 | 0
VIC | Deep Storage | 0 | 0 | 0 | 0 | 0 | 0 | 0 | 0 | 0 | 0 | 0 | 0 | 0 | 0 | 0 | 0 | 0 | 0 | 0 | 0 | 0
VIC | DSP | -100.424 | -101.161 | -101.6785 | -100.9526 | -101.9643 | -102.0487 | -102.235 | -101.7784 | -101.9599 | -101.4639 | -101.0101 | -101.2725 | -101.2828 | -101.1054 | -100.8602 | -99.8437 | -99.2995 | -99.1522 | -97.8563 | -96.9955 | -96.1827
VIC | New Interconnectors | 0 | 85 | 85 | 85 | 85 | 85 | 85 | 85 | 85 | 85 | 85 | 85 | 85 | 85 | 1950 | 1950 | 1950 | 1950 | 1950 | 1950 | 1950
VIC | Retired Dispatchable | 0 | 0 | 0 | 0 | 0 | 0 | 0 | 0 | 350 | 700 | 1075 | 1450 | 1675 | 1695 | 1695 | 1695 | 1695 | 1695 | 2635 | 2635 | 2635
Total Dispatchable Capacity Built |  | -97.0557 | -99.1602 | -100.903 | -101.0149 | -102.5643 | -103.5314 | -104.7591 | -105.0209 | -105.6049 | -105.8564 | -103.464 | 139.3065 | 142.6596 | 388.7962 | 392.01 | 395.4574 | 398.7724 | 402.4625 | 408.0755 | 411.5602 | 2265.156
Region | Technology | 2022 | 2023 | 2024 | 2025 | 2026 | 2027 | 2028 | 2029 | 2030 | 2031 | 2032 | 2033 | 2034 | 2035 | 2036 | 2037 | 2038 | 2039 | 2040 | 2041 | 2042
SA | CCGT | 0 | 0 | 0 | 0 | 0 | 0 | 0 | 0 | 0 | 0 | 0 | 0 | 0 | 0 | 0 | 0 | 0 | 0 | 0 | 0 | 0
SA | Peaking Gas+Liquids | 0 | 0 | 0 | 0 | 0 | 0 | 0 | 0 | 0 | 0 | 0 | 0 | 0 | 0 | 0 | 46.6437 | 119.1394 | 119.1394 | 119.1394 | 119.1394 | 434.1662
SA | Hydro | 0 | 0 | 0 | 0 | 0 | 0 | 0 | 0 | 0 | 0 | 0 | 0 | 0 | 0 | 0 | 0 | 0 | 0 | 0 | 0 | 0
SA | Shallow Storage | 24.1576 | 16.5914 | 10.2609 | 2.5625 | -3.3085 | -6.9771 | -9.7189 | -11.822 | -14.478 | -15.8277 | -15.8928 | -14.7462 | -13.5899 | -12.4543 | -11.3631 | -10.3413 | 1182.9124 | 1183.7628 | 1184.5311 | 1185.1631 | 1779.8039
SA | Medium Storage | 0 | 0 | 0 | 0 | 0 | 0 | 0 | 0 | 0 | 0 | 0 | 0 | 0 | 0 | 401.4788 | 645.2979 | 645.2979 | 645.2979 | 645.2979 | 645.2979 | 645.2979
SA | Deep Storage | 0 | 0 | 0 | 0 | 0 | 0 | 0 | 0 | 0 | 0 | 0 | 0 | 0 | 0 | 0 | 0 | 0 | 0 | 0 | 0 | 0
SA | DSP | -0.060496 | 0.12191 | 0.13998 | 0.18692 | 0.16337 | 0.25854 | 0.014472 | 0.13758 | 0.37554 | 0.53172 | 0.82807 | 0.89627 | 0.60266 | 0.8285 | 0.84051 | 1.197 | 1.5407 | 1.5464 | 1.6282 | 1.7324 | 2.1746
SA | New Interconnectors | 0 | 0 | 0 | 900 | 900 | 900 | 900 | 900 | 900 | 900 | 900 | 900 | 900 | 900 | 900 | 900 | 900 | 900 | 900 | 900 | 900
SA | Retired Dispatchable | 0 | 240 | 420 | 420 | 420 | 420 | 420 | 420 | 420 | 832.5 | 832.5 | 1066.84 | 1066.84 | 1091.84 | 1971.84 | 1971.84 | 2500.84 | 2500.84 | 2500.84 | 2500.84 | 2500.84
Total Dispatchable Capacity Built |  | 24.0971 | 16.7133 | 10.4008 | 2.7494 | -3.1451 | -6.7185 | -9.7044 | -11.6844 | -14.1025 | -15.296 | -15.0647 | -13.8499 | -12.9873 | -11.6258 | 390.9562 | 682.7974 | 1948.8904 | 1949.7464 | 1950.5965 | 1951.3327 | 2861.4425
Region | Technology | 2022 | 2023 | 2024 | 2025 | 2026 | 2027 | 2028 | 2029 | 2030 | 2031 | 2032 | 2033 | 2034 | 2035 | 2036 | 2037 | 2038 | 2039 | 2040 | 2041 | 2042
TAS | CCGT | 0 | 0 | 0 | 0 | 0 | 0 | 0 | 0 | 0 | 0 | 0 | 0 | 0 | 0 | 0 | 0 | 0 | 0 | 0 | 0 | 0
TAS | Peaking Gas+Liquids | 0 | 0 | 0 | 0 | 0 | 0 | 0 | 0 | 0 | 0 | 0 | 0 | 0 | 0 | 0 | 0 | 0 | 0 | 0 | 0 | 0
TAS | Hydro | 0 | 0 | 0 | 0 | 0 | 0 | 0 | 0 | 0 | 0 | 0 | 0 | 0 | 0 | 0 | 0 | 0 | 0 | 0 | 0 | 0
TAS | Shallow Storage | 0.31606 | 0.10738 | -0.094871 | -0.25312 | -0.39531 | -0.57999 | -0.71737 | -0.85456 | -0.9743 | -1.0758 | -0.97109 | -0.76088 | -0.50853 | -0.25143 | 0.011101 | 0.24186 | 0.45357 | 0.72028 | 1.0263 | 1.1982 | 1.3492
TAS | Medium Storage | 0 | 0 | 0 | 0 | 0 | 0 | 0 | 0 | 0 | 0 | 0 | 0 | 0 | 0 | 0 | 0 | 0 | 0 | 0 | 0 | 0
TAS | Deep Storage | 0 | 0 | 0 | 0 | 0 | 0 | 0 | 0 | 0 | 0 | 0 | 0 | 0 | 0 | 0 | 0 | 0 | 0 | 0 | 0 | 0
TAS | DSP | -0.16914 | -0.10363 | -0.1194 | -0.1995 | -0.29999 | -0.29891 | -0.99838 | -0.52598 | -0.12245 | -0.17109 | -0.20749 | -0.29772 | -0.33241 | -0.36169 | -0.61001 | -0.61485 | -0.57164 | -0.56656 | -0.52857 | -0.58035 | -0.48902
TAS | New Interconnectors | 0 | 0 | 0 | 0 | 0 | 0 | 0 | 0 | 0 | 0 | 0 | 0 | 0 | 0 | 0 | 0 | 0 | 0 | 0 | 0 | 0
TAS | Retired Dispatchable | 0 | 0 | 0 | 0 | 0 | 0 | 0 | 0 | 0 | 0 | 0 | 0 | 0 | 0 | 0 | 0 | 0 | 0 | 0 | 120 | 120
Total Dispatchable Capacity Built |  | 0.14693 | 0.0037528 | -0.21427 | -0.45262 | -0.6953 | -0.8789 | -1.7158 | -1.3805 | -1.0968 | -1.2469 | -1.1786 | -1.0586 | -0.84094 | -0.61311 | -0.59891 | -0.37299 | -0.11807 | 0.15372 | 0.49769 | 0.61781 | 0.86022

## REZCapacity_1
Installed capacity by REZ (MW) - Slow Change (Counterfactual)
Capacity installed at the beginning of each financial year, i.e. 1st July. Years are financial year ending. This includes the cumulative development of VRE capacity beyond existing and committed projects.
Large-scale Solar
Region | REZ Name | REZ Code | 2022 | 2023 | 2024 | 2025 | 2026 | 2027 | 2028 | 2029 | 2030 | 2031 | 2032 | 2033 | 2034 | 2035 | 2036 | 2037 | 2038 | 2039 | 2040 | 2041 | 2042
QLD | Far North QLD | Q1 | 0 | 55 | 55 | 55 | 55 | 55 | 55 | 55 | 55 | 55 | 55 | 55 | 55 | 55 | 55 | 55 | 55 | 55 | 55 | 55 | 55
QLD | North Qld Clean Energy Hub | Q2 | 0 | 0 | 0 | 0 | 0 | 0 | 0 | 0 | 0 | 0 | 0 | 0 | 0 | 0 | 0 | 0 | 0 | 0 | 0 | 0 | 0
QLD | Northern Qld | Q3 | 0 | 0 | 0 | 0 | 0 | 0 | 0 | 0 | 0 | 0 | 0 | 0 | 0 | 0 | 0 | 0 | 0 | 0 | 0 | 0 | 0
QLD | Isaac | Q4 | 0 | 355 | 355 | 355 | 355 | 355 | 355 | 355 | 355 | 355 | 355 | 355 | 355 | 355 | 355 | 355 | 355 | 355 | 355 | 355 | 355
QLD | Barcaldine | Q5 | 0 | 0 | 0 | 0 | 0 | 0 | 0 | 0 | 0 | 0 | 0 | 0 | 0 | 0 | 0 | 0 | 0 | 0 | 0 | 0 | 0
QLD | Fitzroy | Q6 | 0 | 0 | 0 | 0 | 0 | 0 | 0 | 0 | 0 | 0 | 0 | 0 | 0 | 0 | 0 | 0 | 0 | 0 | 0 | 0 | 0
QLD | Wide Bay | Q7 | 0 | 0 | 0 | 0 | 0 | 0 | 0 | 0 | 0 | 0 | 0 | 0 | 0 | 0 | 0 | 0 | 0 | 0 | 0 | 0 | 0
QLD | Darling Downs | Q8 | 0 | 0 | 0 | 0 | 0 | 0 | 0 | 0 | 0 | 0 | 0 | 0 | 0 | 0 | 0 | 0 | 0 | 0 | 0 | 0 | 0
NSW | North West NSW | N1 | 0 | 115 | 115 | 115 | 115 | 115 | 115 | 115 | 115 | 115 | 115 | 115 | 115 | 115 | 115 | 115 | 115 | 115 | 115 | 115 | 115
NSW | New England | N2 | 0 | 115 | 115 | 115 | 115 | 115 | 115 | 115 | 115 | 115 | 115 | 115 | 115 | 115 | 211.2634 | 300 | 300 | 300 | 300 | 300 | 300
NSW | Central-West Orana | N3 | 0 | 150 | 150 | 150 | 150 | 150 | 150 | 150 | 150 | 150 | 150 | 487.6669 | 487.6669 | 487.6669 | 487.6669 | 557.3648 | 700 | 700 | 700 | 700 | 700
NSW | Southern NSW Tablelands | N4 | 0 | 0 | 0 | 0 | 0 | 0 | 0 | 0 | 0 | 0 | 0 | 0 | 0 | 0 | 0 | 0 | 0 | 0 | 0 | 0 | 0
NSW | Broken Hill | N5 | 0 | 0 | 0 | 0 | 0 | 0 | 0 | 0 | 0 | 0 | 0 | 0 | 0 | 0 | 0 | 0 | 0 | 0 | 0 | 0 | 0
NSW | South West NSW | N6 | 0 | 0 | 0 | 0 | 0 | 0 | 0 | 0 | 0 | 0 | 0 | 0 | 0 | 0 | 0 | 0 | 0 | 0 | 0 | 0 | 0
NSW | Wagga Wagga | N7 | 0 | 0 | 0 | 0 | 0 | 0 | 0 | 0 | 0 | 0 | 0 | 0 | 0 | 0 | 0 | 0 | 0 | 0 | 0 | 0 | 0
NSW | Tumut | N8 | 0 | 0 | 0 | 0 | 0 | 0 | 0 | 0 | 0 | 0 | 0 | 0 | 0 | 0 | 0 | 0 | 0 | 0 | 0 | 0 | 0
NSW | Cooma-Monaro | N9 | 0 | 0 | 0 | 0 | 0 | 0 | 0 | 0 | 0 | 0 | 0 | 0 | 0 | 0 | 0 | 0 | 0 | 0 | 0 | 0 | 0
VIC | Ovens Murray | V1 | 0 | 0 | 0 | 0 | 0 | 0 | 0 | 0 | 0 | 0 | 0 | 0 | 0 | 0 | 0 | 0 | 0 | 0 | 0 | 0 | 0
VIC | Murray River | V2 | 0 | 0 | 0 | 0 | 0 | 0 | 0 | 0 | 0 | 0 | 0 | 0 | 0 | 0 | 0 | 0 | 0 | 0 | 0 | 0 | 0
VIC | Western Victoria | V3 | 0 | 0 | 0 | 200 | 241 | 241 | 241 | 241 | 241 | 241 | 241 | 241 | 241 | 241 | 241 | 241 | 241 | 241 | 241 | 241 | 241
VIC | South West Victoria | V4 | 0 | 0 | 0 | 0 | 0 | 0 | 0 | 0 | 0 | 0 | 0 | 0 | 0 | 0 | 0 | 0 | 0 | 0 | 0 | 0 | 0
VIC | Gippsland | V5 | 0 | 0 | 0 | 0 | 0 | 0 | 0 | 0 | 0 | 0 | 0 | 0 | 0 | 0 | 0 | 0 | 0 | 0 | 0 | 0 | 0
VIC | Central North Vic | V6 | 0 | 0 | 0 | 0 | 59 | 159 | 259 | 359 | 459 | 459 | 459 | 459 | 459 | 459 | 459 | 459 | 459 | 459 | 459 | 459 | 459
SA | South East SA | S1 | 0 | 0 | 0 | 0 | 0 | 0 | 0 | 0 | 0 | 0 | 0 | 0 | 0 | 0 | 0 | 0 | 0 | 0 | 55 | 55 | 55
SA | Riverland | S2 | 0 | 0 | 0 | 0 | 0 | 0 | 0 | 0 | 0 | 0 | 0 | 0 | 0 | 0 | 0 | 0 | 200 | 200 | 200 | 200 | 200
SA | Mid-North SA | S3 | 0 | 0 | 0 | 0 | 0 | 0 | 0 | 0 | 0 | 0 | 0 | 0 | 0 | 0 | 0 | 0 | 0 | 0 | 0 | 0 | 0
SA | Yorke Peninsula | S4 | 0 | 0 | 0 | 0 | 0 | 0 | 0 | 0 | 0 | 0 | 0 | 0 | 0 | 0 | 0 | 0 | 0 | 0 | 0 | 0 | 0
SA | Northern SA | S5 | 0 | 0 | 0 | 0 | 0 | 0 | 0 | 0 | 0 | 0 | 0 | 0 | 0 | 0 | 0 | 0 | 40 | 40 | 40 | 40 | 40
SA | Leigh Creek | S6 | 0 | 0 | 0 | 0 | 0 | 0 | 0 | 0 | 0 | 0 | 0 | 0 | 0 | 0 | 0 | 0 | 0 | 0 | 0 | 0 | 0
SA | Roxby Downs | S7 | 0 | 0 | 0 | 0 | 0 | 0 | 0 | 0 | 0 | 0 | 0 | 0 | 0 | 0 | 268.1789 | 268.1789 | 960 | 960 | 960 | 960 | 960
SA | Eastern Eyre Peninsula | S8 | 0 | 0 | 0 | 0 | 0 | 0 | 0 | 0 | 0 | 0 | 0 | 0 | 0 | 0 | 0 | 0 | 0 | 0 | 0 | 0 | 0
SA | Western Eyre Peninsula | S9 | 0 | 0 | 0 | 0 | 0 | 0 | 0 | 0 | 0 | 0 | 0 | 0 | 0 | 0 | 0 | 0 | 0 | 0 | 0 | 0 | 0
TAS | North East Tasmania | T1 | 0 | 0 | 0 | 0 | 0 | 0 | 0 | 0 | 0 | 0 | 0 | 0 | 0 | 0 | 0 | 0 | 0 | 0 | 0 | 0 | 0
TAS | North West Tasmania | T2 | 0 | 0 | 0 | 0 | 0 | 0 | 0 | 0 | 0 | 0 | 0 | 0 | 0 | 0 | 0 | 0 | 0 | 0 | 0 | 0 | 0
TAS | Tasmania Midlands | T3 | 0 | 0 | 0 | 0 | 0 | 0 | 0 | 0 | 0 | 0 | 0 | 0 | 0 | 0 | 0 | 0 | 0 | 0 | 0 | 0 | 0
Shadow REZs |  |  | 0 | 0 | 0 | 0 | 0 | 0 | 0 | 0 | 0 | 0 | 0 | 0 | 0 | 0 | 0 | 0 | 0 | 0 | 0 | 0 | 0
Total Capacity |  |  | 0 | 790 | 790 | 990 | 1090 | 1190 | 1290 | 1390 | 1490 | 1490 | 1490 | 1827.6669 | 1827.6669 | 1827.6669 | 2192.1092 | 2350.5437 | 3425 | 3425 | 3480 | 3480 | 3480
Wind
Region | REZ Name | REZ Code | 2022 | 2023 | 2024 | 2025 | 2026 | 2027 | 2028 | 2029 | 2030 | 2031 | 2032 | 2033 | 2034 | 2035 | 2036 | 2037 | 2038 | 2039 | 2040 | 2041 | 2042
QLD | Far North QLD | Q1 | 0 | 0 | 0 | 0 | 0 | 0 | 0 | 0 | 0 | 0 | 0 | 0 | 0 | 0 | 0 | 0 | 0 | 0 | 297.7557 | 586.7509 | 600
QLD | North Qld Clean Energy Hub | Q2 | 0 | 0 | 0 | 0 | 0 | 0 | 0 | 0 | 0 | 0 | 0 | 0 | 0 | 0 | 0 | 0 | 0 | 0 | 0 | 0 | 0
QLD | Northern Qld | Q3 | 0 | 0 | 0 | 0 | 0 | 0 | 0 | 0 | 0 | 0 | 0 | 0 | 0 | 0 | 0 | 0 | 0 | 0 | 0 | 0 | 0
QLD | Isaac | Q4 | 0 | 0 | 0 | 0 | 0 | 0 | 0 | 0 | 0 | 0 | 0 | 0 | 0 | 0 | 0 | 0 | 0 | 0 | 0 | 0 | 0
QLD | Barcaldine | Q5 | 0 | 0 | 0 | 0 | 0 | 0 | 0 | 0 | 0 | 0 | 0 | 0 | 0 | 0 | 0 | 0 | 0 | 0 | 0 | 0 | 0
QLD | Fitzroy | Q6 | 0 | 0 | 0 | 0 | 0 | 0 | 0 | 0 | 0 | 0 | 0 | 0 | 0 | 0 | 0 | 0 | 0 | 0 | 0 | 0 | 0
QLD | Wide Bay | Q7 | 0 | 0 | 0 | 0 | 0 | 0 | 0 | 0 | 0 | 0 | 0 | 0 | 0 | 0 | 0 | 0 | 0 | 0 | 0 | 0 | 0
QLD | Darling Downs | Q8 | 0 | 500 | 500 | 500 | 500 | 500 | 500 | 500 | 500 | 500 | 500 | 500 | 500 | 500 | 500 | 500 | 500 | 500 | 500 | 500 | 500
NSW | North West NSW | N1 | 0 | 0 | 0 | 0 | 0 | 0 | 0 | 0 | 0 | 0 | 0 | 0 | 0 | 0 | 0 | 0 | 0 | 0 | 0 | 0 | 0
NSW | New England | N2 | 0 | 0 | 0 | 0 | 0 | 0 | 0 | 0 | 0 | 0 | 0 | 0 | 0 | 0 | 0 | 0 | 0 | 0 | 0 | 0 | 0
NSW | Central-West Orana | N3 | 0 | 0 | 0 | 0 | 0 | 0 | 0 | 0 | 0 | 0 | 0 | 0 | 0 | 0 | 0 | 0 | 0 | 0 | 0 | 0 | 0
NSW | Southern NSW Tablelands | N4 | 0 | 227 | 227 | 227 | 227 | 227 | 227 | 227 | 227 | 227 | 227 | 227 | 227 | 227 | 227 | 227 | 228 | 228 | 228 | 228 | 228
NSW | Broken Hill | N5 | 0 | 0 | 0 | 0 | 0 | 0 | 0 | 0 | 0 | 0 | 0 | 0 | 0 | 0 | 0 | 0 | 0 | 0 | 0 | 0 | 0
NSW | South West NSW | N6 | 0 | 0 | 0 | 0 | 0 | 0 | 0 | 0 | 0 | 0 | 0 | 0 | 0 | 0 | 0 | 0 | 0 | 0 | 0 | 0 | 0
NSW | Wagga Wagga | N7 | 0 | 0 | 0 | 0 | 0 | 0 | 0 | 0 | 0 | 0 | 0 | 0 | 0 | 0 | 0 | 0 | 0 | 0 | 0 | 0 | 0
NSW | Tumut | N8 | 0 | 0 | 0 | 0 | 0 | 0 | 0 | 0 | 0 | 0 | 0 | 0 | 0 | 0 | 0 | 0 | 0 | 0 | 0 | 0 | 0
NSW | Cooma-Monaro | N9 | 0 | 0 | 0 | 0 | 0 | 0 | 0 | 0 | 0 | 0 | 0 | 0 | 0 | 0 | 0 | 0 | 0 | 0 | 0 | 200 | 200
VIC | Ovens Murray | V1 | 0 | 0 | 0 | 0 | 0 | 0 | 0 | 0 | 0 | 0 | 0 | 0 | 0 | 0 | 0 | 0 | 0 | 0 | 0 | 0 | 0
VIC | Murray River | V2 | 0 | 0 | 0 | 0 | 0 | 0 | 0 | 0 | 0 | 0 | 0 | 0 | 0 | 0 | 0 | 0 | 0 | 0 | 0 | 0 | 0
VIC | Western Victoria | V3 | 0 | 209 | 209 | 209 | 209 | 209 | 209 | 209 | 209 | 209 | 209 | 209 | 209 | 209 | 209 | 209 | 209 | 209 | 209 | 209 | 209
VIC | South West Victoria | V4 | 0 | 151.2 | 151.2 | 151.2 | 151.2 | 151.2 | 151.2 | 422.7242 | 712.7387 | 712.7387 | 712.7387 | 712.7387 | 712.7387 | 712.7387 | 712.7387 | 712.7387 | 712.7387 | 712.7387 | 712.7387 | 712.7387 | 712.7387
VIC | Gippsland | V5 | 0 | 0 | 0 | 139.8 | 459.8 | 779.8 | 788.7855 | 837.2613 | 837.2613 | 837.2613 | 837.2613 | 837.2613 | 837.2613 | 837.2613 | 837.2613 | 837.2613 | 837.2613 | 837.2613 | 837.2613 | 837.2613 | 837.2613
VIC | Central North Vic | V6 | 0 | 0 | 0 | 0 | 0 | 0 | 311.0145 | 311.0145 | 341 | 341 | 341 | 341 | 341 | 341 | 341 | 341 | 341 | 341 | 341 | 341 | 341
SA | South East SA | S1 | 0 | 0 | 0 | 0 | 0 | 0 | 0 | 0 | 0 | 0 | 0 | 0 | 0 | 0 | 0 | 0 | 0 | 0 | 0 | 0 | 0
SA | Riverland | S2 | 0 | 0 | 0 | 0 | 0 | 0 | 0 | 0 | 0 | 0 | 0 | 0 | 0 | 0 | 0 | 0 | 0 | 0 | 0 | 0 | 0
SA | Mid-North SA | S3 | 0 | 0 | 0 | 0 | 0 | 0 | 0 | 0 | 0 | 0 | 0 | 0 | 0 | 0 | 0 | 0 | 0 | 0 | 0 | 0 | 0
SA | Yorke Peninsula | S4 | 0 | 0 | 0 | 0 | 0 | 0 | 0 | 0 | 0 | 0 | 0 | 0 | 0 | 0 | 0 | 0 | 0 | 0 | 0 | 0 | 0
SA | Northern SA | S5 | 0 | 0 | 0 | 0 | 0 | 0 | 0 | 0 | 0 | 0 | 0 | 0 | 0 | 0 | 0 | 0 | 0 | 0 | 0 | 0 | 0
SA | Leigh Creek | S6 | 0 | 0 | 0 | 0 | 0 | 0 | 0 | 0 | 0 | 0 | 0 | 0 | 0 | 0 | 0 | 0 | 0 | 0 | 0 | 0 | 0
SA | Roxby Downs | S7 | 0 | 0 | 0 | 0 | 0 | 0 | 0 | 0 | 0 | 0 | 0 | 0 | 0 | 0 | 0 | 0 | 0 | 0 | 0 | 0 | 0
SA | Eastern Eyre Peninsula | S8 | 0 | 0 | 0 | 0 | 0 | 0 | 0 | 0 | 0 | 0 | 0 | 0 | 0 | 0 | 0 | 0 | 0 | 0 | 0 | 0 | 0
SA | Western Eyre Peninsula | S9 | 0 | 0 | 0 | 0 | 0 | 0 | 0 | 0 | 0 | 0 | 0 | 0 | 0 | 0 | 0 | 0 | 0 | 0 | 0 | 0 | 0
TAS | North East Tasmania | T1 | 0 | 0 | 0 | 0 | 0 | 0 | 0 | 0 | 0 | 0 | 0 | 0 | 0 | 0 | 0 | 0 | 0 | 0 | 0 | 0 | 0
TAS | North West Tasmania | T2 | 0 | 0 | 0 | 0 | 0 | 0 | 0 | 0 | 0 | 0 | 0 | 0 | 0 | 0 | 0 | 0 | 0 | 0 | 0 | 0 | 0
TAS | Tasmania Midlands | T3 | 0 | 0 | 0 | 0 | 0 | 0 | 0 | 0 | 0 | 0 | 0 | 0 | 0 | 0 | 0 | 0 | 0 | 0 | 0 | 0 | 0
Shadow REZs |  |  | 0 | 0 | 0 | 0 | 0 | 0 | 0 | 0 | 0 | 0 | 0 | 0 | 0 | 0 | 0 | 0 | 0 | 0 | 0 | 0 | 0
Total Capacity |  |  | 0 | 1087.2 | 1087.2 | 1227 | 1547 | 1867 | 2187 | 2507 | 2827 | 2827 | 2827 | 2827 | 2827 | 2827 | 2827 | 2827 | 2828 | 2828 | 3125.7557 | 3614.7509 | 3628
Large-scale Solar and Wind (Utility)
Region | REZ Name | REZ Code | 2022 | 2023 | 2024 | 2025 | 2026 | 2027 | 2028 | 2029 | 2030 | 2031 | 2032 | 2033 | 2034 | 2035 | 2036 | 2037 | 2038 | 2039 | 2040 | 2041 | 2042
QLD | Far North QLD | Q1 | 0 | 55 | 55 | 55 | 55 | 55 | 55 | 55 | 55 | 55 | 55 | 55 | 55 | 55 | 55 | 55 | 55 | 55 | 352.7557 | 641.7509 | 655
QLD | North Qld Clean Energy Hub | Q2 | 0 | 0 | 0 | 0 | 0 | 0 | 0 | 0 | 0 | 0 | 0 | 0 | 0 | 0 | 0 | 0 | 0 | 0 | 0 | 0 | 0
QLD | Northern Qld | Q3 | 0 | 0 | 0 | 0 | 0 | 0 | 0 | 0 | 0 | 0 | 0 | 0 | 0 | 0 | 0 | 0 | 0 | 0 | 0 | 0 | 0
QLD | Isaac | Q4 | 0 | 355 | 355 | 355 | 355 | 355 | 355 | 355 | 355 | 355 | 355 | 355 | 355 | 355 | 355 | 355 | 355 | 355 | 355 | 355 | 355
QLD | Barcaldine | Q5 | 0 | 0 | 0 | 0 | 0 | 0 | 0 | 0 | 0 | 0 | 0 | 0 | 0 | 0 | 0 | 0 | 0 | 0 | 0 | 0 | 0
QLD | Fitzroy | Q6 | 0 | 0 | 0 | 0 | 0 | 0 | 0 | 0 | 0 | 0 | 0 | 0 | 0 | 0 | 0 | 0 | 0 | 0 | 0 | 0 | 0
QLD | Wide Bay | Q7 | 0 | 0 | 0 | 0 | 0 | 0 | 0 | 0 | 0 | 0 | 0 | 0 | 0 | 0 | 0 | 0 | 0 | 0 | 0 | 0 | 0
QLD | Darling Downs | Q8 | 0 | 500 | 500 | 500 | 500 | 500 | 500 | 500 | 500 | 500 | 500 | 500 | 500 | 500 | 500 | 500 | 500 | 500 | 500 | 500 | 500
NSW | North West NSW | N1 | 0 | 115 | 115 | 115 | 115 | 115 | 115 | 115 | 115 | 115 | 115 | 115 | 115 | 115 | 115 | 115 | 115 | 115 | 115 | 115 | 115
NSW | New England | N2 | 0 | 115 | 115 | 115 | 115 | 115 | 115 | 115 | 115 | 115 | 115 | 115 | 115 | 115 | 211.2634 | 300 | 300 | 300 | 300 | 300 | 300
NSW | Central-West Orana | N3 | 0 | 150 | 150 | 150 | 150 | 150 | 150 | 150 | 150 | 150 | 150 | 487.6669 | 487.6669 | 487.6669 | 487.6669 | 557.3648 | 700 | 700 | 700 | 700 | 700
NSW | Southern NSW Tablelands | N4 | 0 | 227 | 227 | 227 | 227 | 227 | 227 | 227 | 227 | 227 | 227 | 227 | 227 | 227 | 227 | 227 | 228 | 228 | 228 | 228 | 228
NSW | Broken Hill | N5 | 0 | 0 | 0 | 0 | 0 | 0 | 0 | 0 | 0 | 0 | 0 | 0 | 0 | 0 | 0 | 0 | 0 | 0 | 0 | 0 | 0
NSW | South West NSW | N6 | 0 | 0 | 0 | 0 | 0 | 0 | 0 | 0 | 0 | 0 | 0 | 0 | 0 | 0 | 0 | 0 | 0 | 0 | 0 | 0 | 0
NSW | Wagga Wagga | N7 | 0 | 0 | 0 | 0 | 0 | 0 | 0 | 0 | 0 | 0 | 0 | 0 | 0 | 0 | 0 | 0 | 0 | 0 | 0 | 0 | 0
NSW | Tumut | N8 | 0 | 0 | 0 | 0 | 0 | 0 | 0 | 0 | 0 | 0 | 0 | 0 | 0 | 0 | 0 | 0 | 0 | 0 | 0 | 0 | 0
NSW | Cooma-Monaro | N9 | 0 | 0 | 0 | 0 | 0 | 0 | 0 | 0 | 0 | 0 | 0 | 0 | 0 | 0 | 0 | 0 | 0 | 0 | 0 | 200 | 200
VIC | Ovens Murray | V1 | 0 | 0 | 0 | 0 | 0 | 0 | 0 | 0 | 0 | 0 | 0 | 0 | 0 | 0 | 0 | 0 | 0 | 0 | 0 | 0 | 0
VIC | Murray River | V2 | 0 | 0 | 0 | 0 | 0 | 0 | 0 | 0 | 0 | 0 | 0 | 0 | 0 | 0 | 0 | 0 | 0 | 0 | 0 | 0 | 0
VIC | Western Victoria | V3 | 0 | 209 | 209 | 409 | 450 | 450 | 450 | 450 | 450 | 450 | 450 | 450 | 450 | 450 | 450 | 450 | 450 | 450 | 450 | 450 | 450
VIC | South West Victoria | V4 | 0 | 151.2 | 151.2 | 151.2 | 151.2 | 151.2 | 151.2 | 422.7242 | 712.7387 | 712.7387 | 712.7387 | 712.7387 | 712.7387 | 712.7387 | 712.7387 | 712.7387 | 712.7387 | 712.7387 | 712.7387 | 712.7387 | 712.7387
VIC | Gippsland | V5 | 0 | 0 | 0 | 139.8 | 459.8 | 779.8 | 788.7855 | 837.2613 | 837.2613 | 837.2613 | 837.2613 | 837.2613 | 837.2613 | 837.2613 | 837.2613 | 837.2613 | 837.2613 | 837.2613 | 837.2613 | 837.2613 | 837.2613
VIC | Central North Vic | V6 | 0 | 0 | 0 | 0 | 59 | 159 | 570.0145 | 670.0145 | 800 | 800 | 800 | 800 | 800 | 800 | 800 | 800 | 800 | 800 | 800 | 800 | 800
SA | South East SA | S1 | 0 | 0 | 0 | 0 | 0 | 0 | 0 | 0 | 0 | 0 | 0 | 0 | 0 | 0 | 0 | 0 | 0 | 0 | 55 | 55 | 55
SA | Riverland | S2 | 0 | 0 | 0 | 0 | 0 | 0 | 0 | 0 | 0 | 0 | 0 | 0 | 0 | 0 | 0 | 0 | 200 | 200 | 200 | 200 | 200
SA | Mid-North SA | S3 | 0 | 0 | 0 | 0 | 0 | 0 | 0 | 0 | 0 | 0 | 0 | 0 | 0 | 0 | 0 | 0 | 0 | 0 | 0 | 0 | 0
SA | Yorke Peninsula | S4 | 0 | 0 | 0 | 0 | 0 | 0 | 0 | 0 | 0 | 0 | 0 | 0 | 0 | 0 | 0 | 0 | 0 | 0 | 0 | 0 | 0
SA | Northern SA | S5 | 0 | 0 | 0 | 0 | 0 | 0 | 0 | 0 | 0 | 0 | 0 | 0 | 0 | 0 | 0 | 0 | 40 | 40 | 40 | 40 | 40
SA | Leigh Creek | S6 | 0 | 0 | 0 | 0 | 0 | 0 | 0 | 0 | 0 | 0 | 0 | 0 | 0 | 0 | 0 | 0 | 0 | 0 | 0 | 0 | 0
SA | Roxby Downs | S7 | 0 | 0 | 0 | 0 | 0 | 0 | 0 | 0 | 0 | 0 | 0 | 0 | 0 | 0 | 268.1789 | 268.1789 | 960 | 960 | 960 | 960 | 960
SA | Eastern Eyre Peninsula | S8 | 0 | 0 | 0 | 0 | 0 | 0 | 0 | 0 | 0 | 0 | 0 | 0 | 0 | 0 | 0 | 0 | 0 | 0 | 0 | 0 | 0
SA | Western Eyre Peninsula | S9 | 0 | 0 | 0 | 0 | 0 | 0 | 0 | 0 | 0 | 0 | 0 | 0 | 0 | 0 | 0 | 0 | 0 | 0 | 0 | 0 | 0
TAS | North East Tasmania | T1 | 0 | 0 | 0 | 0 | 0 | 0 | 0 | 0 | 0 | 0 | 0 | 0 | 0 | 0 | 0 | 0 | 0 | 0 | 0 | 0 | 0
TAS | North West Tasmania | T2 | 0 | 0 | 0 | 0 | 0 | 0 | 0 | 0 | 0 | 0 | 0 | 0 | 0 | 0 | 0 | 0 | 0 | 0 | 0 | 0 | 0
TAS | Tasmania Midlands | T3 | 0 | 0 | 0 | 0 | 0 | 0 | 0 | 0 | 0 | 0 | 0 | 0 | 0 | 0 | 0 | 0 | 0 | 0 | 0 | 0 | 0
Shadow REZs |  |  | 0 | 0 | 0 | 0 | 0 | 0 | 0 | 0 | 0 | 0 | 0 | 0 | 0 | 0 | 0 | 0 | 0 | 0 | 0 | 0 | 0
Total Capacity |  |  | 0 | 1877.2 | 1877.2 | 2217 | 2637 | 3057 | 3477 | 3897 | 4317 | 4317 | 4317 | 4654.6669 | 4654.6669 | 4654.6669 | 5019.1092 | 5177.5437 | 6253 | 6253 | 6605.7557 | 7094.7509 | 7108

## REZCapacity_2
Installed capacity by REZ (MW) - Slow Change (DP6)
Capacity installed at the beginning of each financial year, i.e. 1st July. Years are financial year ending. This includes the cumulative development of VRE capacity beyond existing and committed projects.
Large-scale Solar
Region | REZ Name | REZ Code | 2022 | 2023 | 2024 | 2025 | 2026 | 2027 | 2028 | 2029 | 2030 | 2031 | 2032 | 2033 | 2034 | 2035 | 2036 | 2037 | 2038 | 2039 | 2040 | 2041 | 2042
QLD | Far North QLD | Q1 | 0 | 55 | 55 | 55 | 55 | 55 | 55 | 55 | 55 | 55 | 55 | 55 | 55 | 55 | 55 | 55 | 55 | 55 | 55 | 55 | 55
QLD | North Qld Clean Energy Hub | Q2 | 0 | 0 | 0 | 0 | 0 | 0 | 0 | 0 | 0 | 0 | 0 | 0 | 0 | 0 | 0 | 0 | 0 | 0 | 0 | 0 | 0
QLD | Northern Qld | Q3 | 0 | 0 | 0 | 0 | 0 | 0 | 0 | 0 | 0 | 0 | 0 | 0 | 0 | 0 | 0 | 0 | 0 | 0 | 0 | 0 | 0
QLD | Isaac | Q4 | 0 | 355 | 355 | 355 | 355 | 355 | 355 | 355 | 355 | 355 | 355 | 355 | 355 | 355 | 355 | 355 | 355 | 355 | 355 | 355 | 355
QLD | Barcaldine | Q5 | 0 | 0 | 0 | 0 | 0 | 0 | 0 | 0 | 0 | 0 | 0 | 0 | 0 | 0 | 0 | 0 | 0 | 0 | 0 | 0 | 0
QLD | Fitzroy | Q6 | 0 | 0 | 0 | 0 | 0 | 0 | 0 | 0 | 0 | 0 | 0 | 0 | 0 | 0 | 0 | 0 | 0 | 0 | 0 | 0 | 0
QLD | Wide Bay | Q7 | 0 | 0 | 0 | 0 | 0 | 0 | 0 | 0 | 0 | 0 | 0 | 0 | 0 | 0 | 0 | 0 | 0 | 0 | 0 | 0 | 0
QLD | Darling Downs | Q8 | 0 | 0 | 0 | 0 | 0 | 0 | 0 | 0 | 0 | 0 | 0 | 0 | 0 | 0 | 0 | 0 | 0 | 0 | 0 | 0 | 0
NSW | North West NSW | N1 | 0 | 115 | 115 | 115 | 115 | 115 | 115 | 115 | 115 | 115 | 115 | 115 | 115 | 115 | 115 | 115 | 241.5165 | 241.5165 | 709.6488 | 2100 | 2100
NSW | New England | N2 | 0 | 115 | 115 | 115 | 115 | 115 | 115 | 115 | 115 | 115 | 115 | 115 | 115 | 115 | 115 | 115 | 115 | 115 | 115 | 115 | 300
NSW | Central-West Orana | N3 | 0 | 150 | 150 | 150 | 150 | 150 | 150 | 150 | 150 | 150 | 150 | 150 | 150 | 150 | 150 | 150 | 150 | 150 | 150 | 150 | 150
NSW | Southern NSW Tablelands | N4 | 0 | 0 | 0 | 0 | 0 | 0 | 0 | 0 | 0 | 0 | 0 | 0 | 0 | 0 | 0 | 0 | 0 | 0 | 0 | 0 | 0
NSW | Broken Hill | N5 | 0 | 0 | 0 | 0 | 0 | 0 | 0 | 0 | 0 | 0 | 0 | 0 | 0 | 0 | 0 | 0 | 0 | 0 | 0 | 0 | 0
NSW | South West NSW | N6 | 0 | 0 | 0 | 0 | 0 | 0 | 0 | 0 | 0 | 0 | 0 | 0 | 0 | 0 | 0 | 0 | 0 | 0 | 0 | 0 | 0
NSW | Wagga Wagga | N7 | 0 | 0 | 0 | 0 | 0 | 0 | 0 | 0 | 0 | 0 | 0 | 0 | 0 | 0 | 0 | 0 | 0 | 0 | 0 | 0 | 0
NSW | Tumut | N8 | 0 | 0 | 0 | 0 | 0 | 0 | 0 | 0 | 0 | 0 | 0 | 0 | 0 | 0 | 0 | 0 | 0 | 0 | 0 | 0 | 0
NSW | Cooma-Monaro | N9 | 0 | 0 | 0 | 0 | 0 | 0 | 0 | 0 | 0 | 0 | 0 | 0 | 0 | 0 | 0 | 0 | 0 | 0 | 0 | 0 | 0
VIC | Ovens Murray | V1 | 0 | 0 | 0 | 0 | 0 | 0 | 0 | 0 | 0 | 0 | 0 | 0 | 0 | 0 | 0 | 0 | 0 | 0 | 0 | 0 | 0
VIC | Murray River | V2 | 0 | 0 | 0 | 200 | 300 | 380 | 380 | 380 | 380 | 380 | 380 | 380 | 380 | 380 | 380 | 380 | 380 | 380 | 380 | 380 | 380
VIC | Western Victoria | V3 | 0 | 0 | 0 | 0 | 0 | 0 | 0 | 0 | 0 | 0 | 0 | 0 | 0 | 0 | 0 | 0 | 0 | 0 | 0 | 0 | 0
VIC | South West Victoria | V4 | 0 | 0 | 0 | 0 | 0 | 0 | 0 | 0 | 0 | 0 | 0 | 0 | 0 | 0 | 0 | 0 | 0 | 0 | 0 | 0 | 0
VIC | Gippsland | V5 | 0 | 0 | 0 | 0 | 0 | 0 | 0 | 0 | 0 | 0 | 0 | 0 | 0 | 0 | 0 | 0 | 0 | 0 | 0 | 0 | 0
VIC | Central North Vic | V6 | 0 | 0 | 0 | 0 | 0 | 20 | 120 | 220 | 320 | 320 | 320 | 320 | 320 | 320 | 320 | 320 | 320 | 320 | 320 | 320 | 320
SA | South East SA | S1 | 0 | 0 | 0 | 0 | 0 | 0 | 0 | 0 | 0 | 0 | 0 | 0 | 0 | 0 | 0 | 0 | 0 | 0 | 0 | 0 | 0
SA | Riverland | S2 | 0 | 0 | 0 | 0 | 0 | 0 | 0 | 0 | 0 | 0 | 0 | 0 | 0 | 0 | 0 | 640.9676 | 1000 | 1000 | 1000 | 1000 | 1000
SA | Mid-North SA | S3 | 0 | 0 | 0 | 0 | 0 | 0 | 0 | 0 | 0 | 0 | 0 | 0 | 0 | 0 | 0 | 0 | 0 | 0 | 0 | 0 | 0
SA | Yorke Peninsula | S4 | 0 | 0 | 0 | 0 | 0 | 0 | 0 | 0 | 0 | 0 | 0 | 0 | 0 | 0 | 0 | 0 | 0 | 0 | 0 | 0 | 0
SA | Northern SA | S5 | 0 | 0 | 0 | 0 | 0 | 0 | 0 | 0 | 0 | 0 | 0 | 0 | 0 | 0 | 0 | 0 | 0 | 0 | 0 | 0 | 0
SA | Leigh Creek | S6 | 0 | 0 | 0 | 0 | 0 | 0 | 0 | 0 | 0 | 0 | 0 | 0 | 0 | 0 | 0 | 0 | 0 | 0 | 0 | 0 | 0
SA | Roxby Downs | S7 | 0 | 0 | 0 | 0 | 0 | 0 | 0 | 0 | 0 | 0 | 0 | 0 | 0 | 0 | 67.7242 | 67.7242 | 960 | 960 | 960 | 960 | 960
SA | Eastern Eyre Peninsula | S8 | 0 | 0 | 0 | 0 | 0 | 0 | 0 | 0 | 0 | 0 | 0 | 0 | 0 | 0 | 0 | 0 | 0 | 0 | 0 | 0 | 0
SA | Western Eyre Peninsula | S9 | 0 | 0 | 0 | 0 | 0 | 0 | 0 | 0 | 0 | 0 | 0 | 0 | 0 | 0 | 0 | 0 | 0 | 0 | 0 | 0 | 0
TAS | North East Tasmania | T1 | 0 | 0 | 0 | 0 | 0 | 0 | 0 | 0 | 0 | 0 | 0 | 0 | 0 | 0 | 0 | 0 | 0 | 0 | 0 | 0 | 0
TAS | North West Tasmania | T2 | 0 | 0 | 0 | 0 | 0 | 0 | 0 | 0 | 0 | 0 | 0 | 0 | 0 | 0 | 0 | 0 | 0 | 0 | 0 | 0 | 0
TAS | Tasmania Midlands | T3 | 0 | 0 | 0 | 0 | 0 | 0 | 0 | 0 | 0 | 0 | 0 | 0 | 0 | 0 | 0 | 0 | 0 | 0 | 0 | 0 | 0
Total Capacity |  |  | 0 | 790 | 790 | 990 | 1090 | 1190 | 1290 | 1390 | 1490 | 1490 | 1490 | 1490 | 1490 | 1490 | 1557.7242 | 2198.6918 | 3576.5165 | 3576.5165 | 4044.6488 | 5435 | 5620
Wind
Region | REZ Name | REZ Code | 2022 | 2023 | 2024 | 2025 | 2026 | 2027 | 2028 | 2029 | 2030 | 2031 | 2032 | 2033 | 2034 | 2035 | 2036 | 2037 | 2038 | 2039 | 2040 | 2041 | 2042
QLD | Far North QLD | Q1 | 0 | 0 | 0 | 0 | 0 | 0 | 0 | 0 | 0 | 0 | 0 | 0 | 0 | 0 | 143.4634 | 143.4634 | 645 | 645 | 645 | 645 | 645
QLD | North Qld Clean Energy Hub | Q2 | 0 | 0 | 0 | 0 | 0 | 0 | 0 | 0 | 0 | 0 | 0 | 0 | 0 | 0 | 0 | 0 | 0 | 0 | 0 | 0 | 0
QLD | Northern Qld | Q3 | 0 | 0 | 0 | 0 | 0 | 0 | 0 | 0 | 0 | 0 | 0 | 0 | 0 | 0 | 0 | 0 | 0 | 0 | 0 | 0 | 0
QLD | Isaac | Q4 | 0 | 0 | 0 | 0 | 0 | 0 | 0 | 0 | 0 | 0 | 0 | 0 | 0 | 0 | 0 | 0 | 0 | 0 | 0 | 697.5802 | 697.5802
QLD | Barcaldine | Q5 | 0 | 0 | 0 | 0 | 0 | 0 | 0 | 0 | 0 | 0 | 0 | 0 | 0 | 0 | 0 | 0 | 0 | 0 | 0 | 0 | 0
QLD | Fitzroy | Q6 | 0 | 0 | 0 | 0 | 0 | 0 | 0 | 0 | 0 | 0 | 0 | 0 | 0 | 0 | 0 | 0 | 0 | 0 | 0 | 0 | 0
QLD | Wide Bay | Q7 | 0 | 0 | 0 | 0 | 0 | 0 | 0 | 0 | 0 | 0 | 0 | 0 | 0 | 0 | 0 | 0 | 0 | 0 | 0 | 0 | 0
QLD | Darling Downs | Q8 | 0 | 500 | 500 | 500 | 500 | 500 | 500 | 500 | 500 | 500 | 500 | 500 | 500 | 500 | 500 | 500 | 500 | 500 | 500 | 500 | 500
NSW | North West NSW | N1 | 0 | 0 | 0 | 0 | 0 | 0 | 0 | 0 | 0 | 0 | 0 | 0 | 0 | 0 | 0 | 0 | 0 | 0 | 0 | 0 | 0
NSW | New England | N2 | 0 | 0 | 0 | 0 | 0 | 0 | 0 | 0 | 0 | 0 | 0 | 0 | 0 | 0 | 0 | 0 | 0 | 0 | 0 | 0 | 0
NSW | Central-West Orana | N3 | 0 | 0 | 0 | 0 | 0 | 0 | 0 | 0 | 0 | 0 | 0 | 0 | 0 | 0 | 0 | 0 | 0 | 0 | 0 | 0 | 0
NSW | Southern NSW Tablelands | N4 | 0 | 227 | 227 | 227 | 227 | 227 | 227 | 227 | 227 | 227 | 227 | 227 | 227 | 227 | 227 | 227 | 227 | 227 | 227 | 227 | 227
NSW | Broken Hill | N5 | 0 | 0 | 0 | 0 | 0 | 0 | 0 | 0 | 0 | 0 | 0 | 0 | 0 | 0 | 0 | 0 | 0 | 0 | 0 | 0 | 0
NSW | South West NSW | N6 | 0 | 0 | 0 | 0 | 0 | 0 | 0 | 0 | 0 | 0 | 0 | 0 | 0 | 0 | 0 | 0 | 0 | 0 | 0 | 0 | 0
NSW | Wagga Wagga | N7 | 0 | 0 | 0 | 0 | 0 | 0 | 0 | 0 | 0 | 0 | 0 | 0 | 0 | 0 | 0 | 0 | 0 | 0 | 0 | 0 | 0
NSW | Tumut | N8 | 0 | 0 | 0 | 0 | 0 | 0 | 0 | 0 | 0 | 0 | 0 | 0 | 0 | 0 | 0 | 0 | 0 | 0 | 0 | 0 | 0
NSW | Cooma-Monaro | N9 | 0 | 0 | 0 | 0 | 0 | 0 | 0 | 0 | 0 | 0 | 0 | 0 | 0 | 0 | 0 | 0 | 0 | 0 | 0 | 0 | 0
VIC | Ovens Murray | V1 | 0 | 0 | 0 | 0 | 0 | 0 | 0 | 0 | 0 | 0 | 0 | 0 | 0 | 0 | 0 | 0 | 0 | 0 | 0 | 0 | 0
VIC | Murray River | V2 | 0 | 0 | 0 | 0 | 0 | 0 | 0 | 0 | 0 | 0 | 0 | 0 | 0 | 0 | 0 | 0 | 0 | 0 | 0 | 0 | 0
VIC | Western Victoria | V3 | 0 | 209 | 209 | 348.8 | 450 | 450 | 450 | 450 | 450 | 450 | 450 | 450 | 450 | 450 | 450 | 450 | 450 | 450 | 450 | 450 | 450
VIC | South West Victoria | V4 | 0 | 151.2 | 151.2 | 151.2 | 151.2 | 471.2 | 510 | 727.6222 | 750 | 750 | 750 | 750 | 750 | 750 | 750 | 750 | 750 | 750 | 750 | 750 | 750
VIC | Gippsland | V5 | 0 | 0 | 0 | 0 | 218.8 | 218.8 | 500 | 602.3778 | 900 | 900 | 900 | 900 | 900 | 900 | 900 | 900 | 900 | 900 | 900 | 900 | 900
VIC | Central North Vic | V6 | 0 | 0 | 0 | 0 | 0 | 0 | 0 | 0 | 0 | 0 | 0 | 0 | 0 | 0 | 0 | 0 | 0 | 0 | 0 | 0 | 0
SA | South East SA | S1 | 0 | 0 | 0 | 0 | 0 | 0 | 0 | 0 | 0 | 0 | 0 | 0 | 0 | 0 | 0 | 0 | 0 | 0 | 0 | 55 | 55
SA | Riverland | S2 | 0 | 0 | 0 | 0 | 0 | 0 | 0 | 0 | 0 | 0 | 0 | 0 | 0 | 0 | 0 | 0 | 0 | 0 | 0 | 0 | 0
SA | Mid-North SA | S3 | 0 | 0 | 0 | 0 | 0 | 0 | 0 | 0 | 0 | 0 | 0 | 0 | 0 | 0 | 0 | 0 | 0 | 0 | 0 | 40 | 40
SA | Yorke Peninsula | S4 | 0 | 0 | 0 | 0 | 0 | 0 | 0 | 0 | 0 | 0 | 0 | 0 | 0 | 0 | 0 | 0 | 0 | 0 | 0 | 0 | 0
SA | Northern SA | S5 | 0 | 0 | 0 | 0 | 0 | 0 | 0 | 0 | 0 | 0 | 0 | 0 | 0 | 0 | 0 | 0 | 0 | 0 | 0 | 0 | 0
SA | Leigh Creek | S6 | 0 | 0 | 0 | 0 | 0 | 0 | 0 | 0 | 0 | 0 | 0 | 0 | 0 | 0 | 0 | 0 | 0 | 0 | 0 | 0 | 0
SA | Roxby Downs | S7 | 0 | 0 | 0 | 0 | 0 | 0 | 0 | 0 | 0 | 0 | 0 | 0 | 0 | 0 | 0 | 0 | 0 | 0 | 0 | 0 | 0
SA | Eastern Eyre Peninsula | S8 | 0 | 0 | 0 | 0 | 0 | 0 | 0 | 0 | 0 | 0 | 0 | 0 | 0 | 0 | 0 | 0 | 0 | 0 | 0 | 0 | 0
SA | Western Eyre Peninsula | S9 | 0 | 0 | 0 | 0 | 0 | 0 | 0 | 0 | 0 | 0 | 0 | 0 | 0 | 0 | 0 | 0 | 0 | 0 | 0 | 0 | 0
TAS | North East Tasmania | T1 | 0 | 0 | 0 | 0 | 0 | 0 | 0 | 0 | 0 | 0 | 0 | 0 | 0 | 0 | 0 | 0 | 0 | 0 | 0 | 0 | 0
TAS | North West Tasmania | T2 | 0 | 0 | 0 | 0 | 0 | 0 | 0 | 0 | 0 | 0 | 0 | 0 | 0 | 0 | 0 | 0 | 0 | 0 | 0 | 0 | 0
TAS | Tasmania Midlands | T3 | 0 | 0 | 0 | 0 | 0 | 0 | 0 | 0 | 0 | 0 | 0 | 0 | 0 | 0 | 0 | 0 | 0 | 0 | 0 | 0 | 0
Total Capacity |  |  | 0 | 1087.2 | 1087.2 | 1227 | 1547 | 1867 | 2187 | 2507 | 2827 | 2827 | 2827 | 2827 | 2827 | 2827 | 2970.4634 | 2970.4634 | 3472 | 3472 | 3472 | 4264.5802 | 4264.5802
Large-scale Solar and Wind (Utility)
Region | REZ Name | REZ Code | 2022 | 2023 | 2024 | 2025 | 2026 | 2027 | 2028 | 2029 | 2030 | 2031 | 2032 | 2033 | 2034 | 2035 | 2036 | 2037 | 2038 | 2039 | 2040 | 2041 | 2042
QLD | Far North QLD | Q1 | 0 | 55 | 55 | 55 | 55 | 55 | 55 | 55 | 55 | 55 | 55 | 55 | 55 | 55 | 198.4634 | 198.4634 | 700 | 700 | 700 | 700 | 700
QLD | North Qld Clean Energy Hub | Q2 | 0 | 0 | 0 | 0 | 0 | 0 | 0 | 0 | 0 | 0 | 0 | 0 | 0 | 0 | 0 | 0 | 0 | 0 | 0 | 0 | 0
QLD | Northern Qld | Q3 | 0 | 0 | 0 | 0 | 0 | 0 | 0 | 0 | 0 | 0 | 0 | 0 | 0 | 0 | 0 | 0 | 0 | 0 | 0 | 0 | 0
QLD | Isaac | Q4 | 0 | 355 | 355 | 355 | 355 | 355 | 355 | 355 | 355 | 355 | 355 | 355 | 355 | 355 | 355 | 355 | 355 | 355 | 355 | 1052.5802 | 1052.5802
QLD | Barcaldine | Q5 | 0 | 0 | 0 | 0 | 0 | 0 | 0 | 0 | 0 | 0 | 0 | 0 | 0 | 0 | 0 | 0 | 0 | 0 | 0 | 0 | 0
QLD | Fitzroy | Q6 | 0 | 0 | 0 | 0 | 0 | 0 | 0 | 0 | 0 | 0 | 0 | 0 | 0 | 0 | 0 | 0 | 0 | 0 | 0 | 0 | 0
QLD | Wide Bay | Q7 | 0 | 0 | 0 | 0 | 0 | 0 | 0 | 0 | 0 | 0 | 0 | 0 | 0 | 0 | 0 | 0 | 0 | 0 | 0 | 0 | 0
QLD | Darling Downs | Q8 | 0 | 500 | 500 | 500 | 500 | 500 | 500 | 500 | 500 | 500 | 500 | 500 | 500 | 500 | 500 | 500 | 500 | 500 | 500 | 500 | 500
NSW | North West NSW | N1 | 0 | 115 | 115 | 115 | 115 | 115 | 115 | 115 | 115 | 115 | 115 | 115 | 115 | 115 | 115 | 115 | 241.5165 | 241.5165 | 709.6488 | 2100 | 2100
NSW | New England | N2 | 0 | 115 | 115 | 115 | 115 | 115 | 115 | 115 | 115 | 115 | 115 | 115 | 115 | 115 | 115 | 115 | 115 | 115 | 115 | 115 | 300
NSW | Central-West Orana | N3 | 0 | 150 | 150 | 150 | 150 | 150 | 150 | 150 | 150 | 150 | 150 | 150 | 150 | 150 | 150 | 150 | 150 | 150 | 150 | 150 | 150
NSW | Southern NSW Tablelands | N4 | 0 | 227 | 227 | 227 | 227 | 227 | 227 | 227 | 227 | 227 | 227 | 227 | 227 | 227 | 227 | 227 | 227 | 227 | 227 | 227 | 227
NSW | Broken Hill | N5 | 0 | 0 | 0 | 0 | 0 | 0 | 0 | 0 | 0 | 0 | 0 | 0 | 0 | 0 | 0 | 0 | 0 | 0 | 0 | 0 | 0
NSW | South West NSW | N6 | 0 | 0 | 0 | 0 | 0 | 0 | 0 | 0 | 0 | 0 | 0 | 0 | 0 | 0 | 0 | 0 | 0 | 0 | 0 | 0 | 0
NSW | Wagga Wagga | N7 | 0 | 0 | 0 | 0 | 0 | 0 | 0 | 0 | 0 | 0 | 0 | 0 | 0 | 0 | 0 | 0 | 0 | 0 | 0 | 0 | 0
NSW | Tumut | N8 | 0 | 0 | 0 | 0 | 0 | 0 | 0 | 0 | 0 | 0 | 0 | 0 | 0 | 0 | 0 | 0 | 0 | 0 | 0 | 0 | 0
NSW | Cooma-Monaro | N9 | 0 | 0 | 0 | 0 | 0 | 0 | 0 | 0 | 0 | 0 | 0 | 0 | 0 | 0 | 0 | 0 | 0 | 0 | 0 | 0 | 0
VIC | Ovens Murray | V1 | 0 | 0 | 0 | 0 | 0 | 0 | 0 | 0 | 0 | 0 | 0 | 0 | 0 | 0 | 0 | 0 | 0 | 0 | 0 | 0 | 0
VIC | Murray River | V2 | 0 | 0 | 0 | 200 | 300 | 380 | 380 | 380 | 380 | 380 | 380 | 380 | 380 | 380 | 380 | 380 | 380 | 380 | 380 | 380 | 380
VIC | Western Victoria | V3 | 0 | 209 | 209 | 348.8 | 450 | 450 | 450 | 450 | 450 | 450 | 450 | 450 | 450 | 450 | 450 | 450 | 450 | 450 | 450 | 450 | 450
VIC | South West Victoria | V4 | 0 | 151.2 | 151.2 | 151.2 | 151.2 | 471.2 | 510 | 727.6222 | 750 | 750 | 750 | 750 | 750 | 750 | 750 | 750 | 750 | 750 | 750 | 750 | 750
VIC | Gippsland | V5 | 0 | 0 | 0 | 0 | 218.8 | 218.8 | 500 | 602.3778 | 900 | 900 | 900 | 900 | 900 | 900 | 900 | 900 | 900 | 900 | 900 | 900 | 900
VIC | Central North Vic | V6 | 0 | 0 | 0 | 0 | 0 | 20 | 120 | 220 | 320 | 320 | 320 | 320 | 320 | 320 | 320 | 320 | 320 | 320 | 320 | 320 | 320
SA | South East SA | S1 | 0 | 0 | 0 | 0 | 0 | 0 | 0 | 0 | 0 | 0 | 0 | 0 | 0 | 0 | 0 | 0 | 0 | 0 | 0 | 55 | 55
SA | Riverland | S2 | 0 | 0 | 0 | 0 | 0 | 0 | 0 | 0 | 0 | 0 | 0 | 0 | 0 | 0 | 0 | 640.9676 | 1000 | 1000 | 1000 | 1000 | 1000
SA | Mid-North SA | S3 | 0 | 0 | 0 | 0 | 0 | 0 | 0 | 0 | 0 | 0 | 0 | 0 | 0 | 0 | 0 | 0 | 0 | 0 | 0 | 40 | 40
SA | Yorke Peninsula | S4 | 0 | 0 | 0 | 0 | 0 | 0 | 0 | 0 | 0 | 0 | 0 | 0 | 0 | 0 | 0 | 0 | 0 | 0 | 0 | 0 | 0
SA | Northern SA | S5 | 0 | 0 | 0 | 0 | 0 | 0 | 0 | 0 | 0 | 0 | 0 | 0 | 0 | 0 | 0 | 0 | 0 | 0 | 0 | 0 | 0
SA | Leigh Creek | S6 | 0 | 0 | 0 | 0 | 0 | 0 | 0 | 0 | 0 | 0 | 0 | 0 | 0 | 0 | 0 | 0 | 0 | 0 | 0 | 0 | 0
SA | Roxby Downs | S7 | 0 | 0 | 0 | 0 | 0 | 0 | 0 | 0 | 0 | 0 | 0 | 0 | 0 | 0 | 67.7242 | 67.7242 | 960 | 960 | 960 | 960 | 960
SA | Eastern Eyre Peninsula | S8 | 0 | 0 | 0 | 0 | 0 | 0 | 0 | 0 | 0 | 0 | 0 | 0 | 0 | 0 | 0 | 0 | 0 | 0 | 0 | 0 | 0
SA | Western Eyre Peninsula | S9 | 0 | 0 | 0 | 0 | 0 | 0 | 0 | 0 | 0 | 0 | 0 | 0 | 0 | 0 | 0 | 0 | 0 | 0 | 0 | 0 | 0
TAS | North East Tasmania | T1 | 0 | 0 | 0 | 0 | 0 | 0 | 0 | 0 | 0 | 0 | 0 | 0 | 0 | 0 | 0 | 0 | 0 | 0 | 0 | 0 | 0
TAS | North West Tasmania | T2 | 0 | 0 | 0 | 0 | 0 | 0 | 0 | 0 | 0 | 0 | 0 | 0 | 0 | 0 | 0 | 0 | 0 | 0 | 0 | 0 | 0
TAS | Tasmania Midlands | T3 | 0 | 0 | 0 | 0 | 0 | 0 | 0 | 0 | 0 | 0 | 0 | 0 | 0 | 0 | 0 | 0 | 0 | 0 | 0 | 0 | 0
Total Capacity |  |  | 0 | 1877.2 | 1877.2 | 2217 | 2637 | 3057 | 3477 | 3897 | 4317 | 4317 | 4317 | 4317 | 4317 | 4317 | 4528.1875 | 5169.1552 | 7048.5165 | 7048.5165 | 7516.6488 | 9699.5802 | 9884.5802

## REZGeneration_1
Annual as-generated generation by REZ (GWh) - Slow Change (Counterfactual)
Years are financial year ending.
Large-scale Solar
Region | REZ Name | REZ Code | 2022 | 2023 | 2024 | 2025 | 2026 | 2027 | 2028 | 2029 | 2030 | 2031 | 2032 | 2033 | 2034 | 2035 | 2036 | 2037 | 2038 | 2039 | 2040 | 2041 | 2042
QLD | Far North QLD | Q1 | 0 | 140.8879 | 136.4075 | 139.1336 | 141.4809 | 138.7521 | 141.4105 | 120.7583 | 132.4248 | 134.3101 | 131.3179 | 141.253 | 137.0701 | 135.8584 | 140.9981 | 138.4301 | 140.6534 | 120.8234 | 132.7379 | 133.4909 | 130.3987
QLD | North Qld Clean Energy Hub | Q2 | 0 | 0 | 0 | 0 | 0 | 0 | 0 | 0 | 0 | 0 | 0 | 0 | 0 | 0 | 0 | 0 | 0 | 0 | 0 | 0 | 0
QLD | Northern Qld | Q3 | 0 | 0 | 0 | 0 | 0 | 0 | 0 | 0 | 0 | 0 | 0 | 0 | 0 | 0 | 0 | 0 | 0 | 0 | 0 | 0 | 0
QLD | Isaac | Q4 | 0 | 943.8288 | 939.864 | 931.4833 | 942.5551 | 948.5184 | 948.6625 | 776.5078 | 875.6631 | 885.0212 | 918.6915 | 948.4024 | 940.5078 | 925.5896 | 943.1131 | 940.4122 | 945.9594 | 776.763 | 876.7998 | 882.6435 | 914.8727
QLD | Barcaldine | Q5 | 0 | 0 | 0 | 0 | 0 | 0 | 0 | 0 | 0 | 0 | 0 | 0 | 0 | 0 | 0 | 0 | 0 | 0 | 0 | 0 | 0
QLD | Fitzroy | Q6 | 0 | 0 | 0 | 0 | 0 | 0 | 0 | 0 | 0 | 0 | 0 | 0 | 0 | 0 | 0 | 0 | 0 | 0 | 0 | 0 | 0
QLD | Wide Bay | Q7 | 0 | 0 | 0 | 0 | 0 | 0 | 0 | 0 | 0 | 0 | 0 | 0 | 0 | 0 | 0 | 0 | 0 | 0 | 0 | 0 | 0
QLD | Darling Downs | Q8 | 0 | 0 | 0 | 0 | 0 | 0 | 0 | 0 | 0 | 0 | 0 | 0 | 0 | 0 | 0 | 0 | 0 | 0 | 0 | 0 | 0
NSW | North West NSW | N1 | 0 | 314.7508 | 315.5549 | 305.9138 | 327.1153 | 328.8207 | 318.7599 | 277.3019 | 291.3292 | 308.1046 | 320.6875 | 318.3106 | 315.906 | 307.7533 | 327.3721 | 329.0927 | 316.3464 | 278.2499 | 292.6406 | 307.4813 | 319.6384
NSW | New England | N2 | 0 | 289.6845 | 292.4204 | 274.3254 | 298.3382 | 293.1388 | 294.468 | 247.8963 | 265.3944 | 276.7999 | 301.5471 | 294.3911 | 294.1002 | 277.2742 | 549.798 | 765.8197 | 763.4758 | 651.0926 | 693.0074 | 718.5143 | 784.1394
NSW | Central-West Orana | N3 | 0 | 373.387 | 366.6412 | 363.2017 | 382.3104 | 378.3423 | 379.0686 | 327.7738 | 340.7938 | 364.1301 | 380.16 | 1231.6767 | 1190.9927 | 1177.9186 | 1243.8144 | 1407.6568 | 1758.0806 | 1541.5561 | 1596.8562 | 1699.3152 | 1769.9112
NSW | Southern NSW Tablelands | N4 | 0 | 0 | 0 | 0 | 0 | 0 | 0 | 0 | 0 | 0 | 0 | 0 | 0 | 0 | 0 | 0 | 0 | 0 | 0 | 0 | 0
NSW | Broken Hill | N5 | 0 | 0 | 0 | 0 | 0 | 0 | 0 | 0 | 0 | 0 | 0 | 0 | 0 | 0 | 0 | 0 | 0 | 0 | 0 | 0 | 0
NSW | South West NSW | N6 | 0 | 0 | 0 | 0 | 0 | 0 | 0 | 0 | 0 | 0 | 0 | 0 | 0 | 0 | 0 | 0 | 0 | 0 | 0 | 0 | 0
NSW | Wagga Wagga | N7 | 0 | 0 | 0 | 0 | 0 | 0 | 0 | 0 | 0 | 0 | 0 | 0 | 0 | 0 | 0 | 0 | 0 | 0 | 0 | 0 | 0
NSW | Tumut | N8 | 0 | 0 | 0 | 0 | 0 | 0 | 0 | 0 | 0 | 0 | 0 | 0 | 0 | 0 | 0 | 0 | 0 | 0 | 0 | 0 | 0
NSW | Cooma-Monaro | N9 | 0 | 0 | 0 | 0 | 0 | 0 | 0 | 0 | 0 | 0 | 0 | 0 | 0 | 0 | 0 | 0 | 0 | 0 | 0 | 0 | 0
VIC | Ovens Murray | V1 | 0 | 0 | 0 | 0 | 0 | 0 | 0 | 0 | 0 | 0 | 0 | 0 | 0 | 0 | 0 | 0 | 0 | 0 | 0 | 0 | 0
VIC | Murray River | V2 | 0 | 0 | 0 | 0 | 0 | 0 | 0 | 0 | 0 | 0 | 0 | 0 | 0 | 0 | 0 | 0 | 0 | 0 | 0 | 0 | 0
VIC | Western Victoria | V3 | 0 | 0 | 0 | 442.2619 | 534.6248 | 547.0239 | 567.9913 | 499.2985 | 528.3955 | 532.0525 | 528.7253 | 566.6805 | 556.3046 | 526.0119 | 539.081 | 545.889 | 568.1333 | 501.9652 | 526.1866 | 529.2747 | 526.3453
VIC | South West Victoria | V4 | 0 | 0 | 0 | 0 | 0 | 0 | 0 | 0 | 0 | 0 | 0 | 0 | 0 | 0 | 0 | 0 | 0 | 0 | 0 | 0 | 0
VIC | Gippsland | V5 | 0 | 0 | 0 | 0 | 0 | 0 | 0 | 0 | 0 | 0 | 0 | 0 | 0 | 0 | 0 | 0 | 0 | 0 | 0 | 0 | 0
VIC | Central North Vic | V6 | 0 | 0 | 0 | 0 | 139.7577 | 383.9124 | 589.8758 | 736.8165 | 973.9858 | 961.5598 | 938.0817 | 1042.5187 | 979.3402 | 950.8717 | 1091.7432 | 1102.1229 | 1041.8684 | 949.0651 | 976.9256 | 956.9138 | 935.339
SA | South East SA | S1 | 0 | 0 | 0 | 0 | 0 | 0 | 0 | 0 | 0 | 0 | 0 | 0 | 0 | 0 | 0 | 0 | 0 | 0 | 124.7586 | 123.4695 | 123.2466
SA | Riverland | S2 | 0 | 0 | 0 | 0 | 0 | 0 | 0 | 0 | 0 | 0 | 0 | 0 | 0 | 0 | 0 | 0 | 523.8931 | 486.699 | 493.9216 | 490.1244 | 500.1811
SA | Mid-North SA | S3 | 0 | 0 | 0 | 0 | 0 | 0 | 0 | 0 | 0 | 0 | 0 | 0 | 0 | 0 | 0 | 0 | 0 | 0 | 0 | 0 | 0
SA | Yorke Peninsula | S4 | 0 | 0 | 0 | 0 | 0 | 0 | 0 | 0 | 0 | 0 | 0 | 0 | 0 | 0 | 0 | 0 | 0 | 0 | 0 | 0 | 0
SA | Northern SA | S5 | 0 | 0 | 0 | 0 | 0 | 0 | 0 | 0 | 0 | 0 | 0 | 0 | 0 | 0 | 0 | 0 | 107.8789 | 99.7805 | 102.376 | 102.2393 | 103.1394
SA | Leigh Creek | S6 | 0 | 0 | 0 | 0 | 0 | 0 | 0 | 0 | 0 | 0 | 0 | 0 | 0 | 0 | 0 | 0 | 0 | 0 | 0 | 0 | 0
SA | Roxby Downs | S7 | 0 | 0 | 0 | 0 | 0 | 0 | 0 | 0 | 0 | 0 | 0 | 0 | 0 | 0 | 752.1725 | 772.3079 | 2764.9585 | 2566.2109 | 2632.0183 | 2632.1524 | 2720.0007
SA | Eastern Eyre Peninsula | S8 | 0 | 0 | 0 | 0 | 0 | 0 | 0 | 0 | 0 | 0 | 0 | 0 | 0 | 0 | 0 | 0 | 0 | 0 | 0 | 0 | 0
SA | Western Eyre Peninsula | S9 | 0 | 0 | 0 | 0 | 0 | 0 | 0 | 0 | 0 | 0 | 0 | 0 | 0 | 0 | 0 | 0 | 0 | 0 | 0 | 0 | 0
TAS | North East Tasmania | T1 | 0 | 0 | 0 | 0 | 0 | 0 | 0 | 0 | 0 | 0 | 0 | 0 | 0 | 0 | 0 | 0 | 0 | 0 | 0 | 0 | 0
TAS | North West Tasmania | T2 | 0 | 0 | 0 | 0 | 0 | 0 | 0 | 0 | 0 | 0 | 0 | 0 | 0 | 0 | 0 | 0 | 0 | 0 | 0 | 0 | 0
TAS | Tasmania Midlands | T3 | 0 | 0 | 0 | 0 | 0 | 0 | 0 | 0 | 0 | 0 | 0 | 0 | 0 | 0 | 0 | 0 | 0 | 0 | 0 | 0 | 0
Shadow REZs |  |  | 0 | 0 | 0 | 0 | 0 | 0 | 0 | 0 | 0 | 0 | 0 | 0 | 0 | 0 | 0 | 0 | 0 | 0 | 0 | 0 | 0
Total Generation |  |  | 0 | 2062.539 | 2050.888 | 2456.3198 | 2766.1824 | 3018.5086 | 3240.2365 | 2986.3531 | 3407.9867 | 3461.9782 | 3519.211 | 4543.2331 | 4414.2216 | 4301.2777 | 5588.0923 | 6001.7313 | 8931.2477 | 7972.2058 | 8448.2287 | 8575.6193 | 8827.2124
Wind
Region | REZ Name | REZ Code | 2022 | 2023 | 2024 | 2025 | 2026 | 2027 | 2028 | 2029 | 2030 | 2031 | 2032 | 2033 | 2034 | 2035 | 2036 | 2037 | 2038 | 2039 | 2040 | 2041 | 2042
QLD | Far North QLD | Q1 | 0 | 0 | 0 | 0 | 0 | 0 | 0 | 0 | 0 | 0 | 0 | 0 | 0 | 0 | 0 | 0 | 0 | 0 | 1466.9616 | 2932.6766 | 2901.4965
QLD | North Qld Clean Energy Hub | Q2 | 0 | 0 | 0 | 0 | 0 | 0 | 0 | 0 | 0 | 0 | 0 | 0 | 0 | 0 | 0 | 0 | 0 | 0 | 0 | 0 | 0
QLD | Northern Qld | Q3 | 0 | 0 | 0 | 0 | 0 | 0 | 0 | 0 | 0 | 0 | 0 | 0 | 0 | 0 | 0 | 0 | 0 | 0 | 0 | 0 | 0
QLD | Isaac | Q4 | 0 | 0 | 0 | 0 | 0 | 0 | 0 | 0 | 0 | 0 | 0 | 0 | 0 | 0 | 0 | 0 | 0 | 0 | 0 | 0 | 0
QLD | Barcaldine | Q5 | 0 | 0 | 0 | 0 | 0 | 0 | 0 | 0 | 0 | 0 | 0 | 0 | 0 | 0 | 0 | 0 | 0 | 0 | 0 | 0 | 0
QLD | Fitzroy | Q6 | 0 | 0 | 0 | 0 | 0 | 0 | 0 | 0 | 0 | 0 | 0 | 0 | 0 | 0 | 0 | 0 | 0 | 0 | 0 | 0 | 0
QLD | Wide Bay | Q7 | 0 | 0 | 0 | 0 | 0 | 0 | 0 | 0 | 0 | 0 | 0 | 0 | 0 | 0 | 0 | 0 | 0 | 0 | 0 | 0 | 0
QLD | Darling Downs | Q8 | 0 | 1818.5557 | 1810.1897 | 1771.0877 | 1822.1126 | 1953.228 | 1813.976 | 1863.6892 | 1835.1936 | 1838.2954 | 1750.6741 | 1765.5101 | 1766.9215 | 1740.096 | 1798.4757 | 1919.8466 | 1805.0871 | 1838.0782 | 1821.1906 | 1834.3348 | 1738.0891
NSW | North West NSW | N1 | 0 | 0 | 0 | 0 | 0 | 0 | 0 | 0 | 0 | 0 | 0 | 0 | 0 | 0 | 0 | 0 | 0 | 0 | 0 | 0 | 0
NSW | New England | N2 | 0 | 0 | 0 | 0 | 0 | 0 | 0 | 0 | 0 | 0 | 0 | 0 | 0 | 0 | 0 | 0 | 0 | 0 | 0 | 0 | 0
NSW | Central-West Orana | N3 | 0 | 0 | 0 | 0 | 0 | 0 | 0 | 0 | 0 | 0 | 0 | 0 | 0 | 0 | 0 | 0 | 0 | 0 | 0 | 0 | 0
NSW | Southern NSW Tablelands | N4 | 0 | 788.3961 | 818.4371 | 838.911 | 851.1487 | 768.4816 | 784.6854 | 810.257 | 761.9532 | 815.963 | 851.8885 | 775.3806 | 811.9589 | 834.7004 | 839.1997 | 762.7203 | 777.4622 | 807.2126 | 763.1839 | 816.8945 | 857.2811
NSW | Broken Hill | N5 | 0 | 0 | 0 | 0 | 0 | 0 | 0 | 0 | 0 | 0 | 0 | 0 | 0 | 0 | 0 | 0 | 0 | 0 | 0 | 0 | 0
NSW | South West NSW | N6 | 0 | 0 | 0 | 0 | 0 | 0 | 0 | 0 | 0 | 0 | 0 | 0 | 0 | 0 | 0 | 0 | 0 | 0 | 0 | 0 | 0
NSW | Wagga Wagga | N7 | 0 | 0 | 0 | 0 | 0 | 0 | 0 | 0 | 0 | 0 | 0 | 0 | 0 | 0 | 0 | 0 | 0 | 0 | 0 | 0 | 0
NSW | Tumut | N8 | 0 | 0 | 0 | 0 | 0 | 0 | 0 | 0 | 0 | 0 | 0 | 0 | 0 | 0 | 0 | 0 | 0 | 0 | 0 | 0 | 0
NSW | Cooma-Monaro | N9 | 0 | 0 | 0 | 0 | 0 | 0 | 0 | 0 | 0 | 0 | 0 | 0 | 0 | 0 | 0 | 0 | 0 | 0 | 0 | 635.4108 | 678.2528
VIC | Ovens Murray | V1 | 0 | 0 | 0 | 0 | 0 | 0 | 0 | 0 | 0 | 0 | 0 | 0 | 0 | 0 | 0 | 0 | 0 | 0 | 0 | 0 | 0
VIC | Murray River | V2 | 0 | 0 | 0 | 0 | 0 | 0 | 0 | 0 | 0 | 0 | 0 | 0 | 0 | 0 | 0 | 0 | 0 | 0 | 0 | 0 | 0
VIC | Western Victoria | V3 | 0 | 643.7832 | 615.8775 | 596.5687 | 566.431 | 548.6337 | 553.6225 | 544.0084 | 536.9351 | 553.4943 | 575.3163 | 586.9903 | 594.2274 | 593.0981 | 641.7245 | 646.0352 | 609.2796 | 645.2392 | 683.0686 | 666.5425 | 721.6888
VIC | South West Victoria | V4 | 0 | 452.3878 | 464.6431 | 486.5837 | 502.5707 | 489.5618 | 440.8663 | 1266.426 | 2228.9022 | 2157.5641 | 2450.4086 | 2083.9023 | 2110.99 | 2243.823 | 2347.0393 | 2332.6637 | 2090.9931 | 2178.4334 | 2333.3883 | 2263.8339 | 2550.624
VIC | Gippsland | V5 | 0 | 0 | 0 | 393.46 | 1326.1709 | 2045.6022 | 2131.9883 | 2249.1171 | 2222.7006 | 2216.2751 | 2577.1261 | 2256.1435 | 2144.9136 | 2348.8446 | 2343.9646 | 2214.2431 | 2254.0831 | 2255.4099 | 2224.2809 | 2223.4099 | 2578.6951
VIC | Central North Vic | V6 | 0 | 0 | 0 | 0 | 0 | 0 | 740.9999 | 685.0491 | 732.5116 | 742.9632 | 763.3976 | 856.9392 | 818.2157 | 783.0117 | 845.5003 | 842.1933 | 879.5509 | 872.2009 | 892.0949 | 871.8219 | 943.8896
SA | South East SA | S1 | 0 | 0 | 0 | 0 | 0 | 0 | 0 | 0 | 0 | 0 | 0 | 0 | 0 | 0 | 0 | 0 | 0 | 0 | 0 | 0 | 0
SA | Riverland | S2 | 0 | 0 | 0 | 0 | 0 | 0 | 0 | 0 | 0 | 0 | 0 | 0 | 0 | 0 | 0 | 0 | 0 | 0 | 0 | 0 | 0
SA | Mid-North SA | S3 | 0 | 0 | 0 | 0 | 0 | 0 | 0 | 0 | 0 | 0 | 0 | 0 | 0 | 0 | 0 | 0 | 0 | 0 | 0 | 0 | 0
SA | Yorke Peninsula | S4 | 0 | 0 | 0 | 0 | 0 | 0 | 0 | 0 | 0 | 0 | 0 | 0 | 0 | 0 | 0 | 0 | 0 | 0 | 0 | 0 | 0
SA | Northern SA | S5 | 0 | 0 | 0 | 0 | 0 | 0 | 0 | 0 | 0 | 0 | 0 | 0 | 0 | 0 | 0 | 0 | 0 | 0 | 0 | 0 | 0
SA | Leigh Creek | S6 | 0 | 0 | 0 | 0 | 0 | 0 | 0 | 0 | 0 | 0 | 0 | 0 | 0 | 0 | 0 | 0 | 0 | 0 | 0 | 0 | 0
SA | Roxby Downs | S7 | 0 | 0 | 0 | 0 | 0 | 0 | 0 | 0 | 0 | 0 | 0 | 0 | 0 | 0 | 0 | 0 | 0 | 0 | 0 | 0 | 0
SA | Eastern Eyre Peninsula | S8 | 0 | 0 | 0 | 0 | 0 | 0 | 0 | 0 | 0 | 0 | 0 | 0 | 0 | 0 | 0 | 0 | 0 | 0 | 0 | 0 | 0
SA | Western Eyre Peninsula | S9 | 0 | 0 | 0 | 0 | 0 | 0 | 0 | 0 | 0 | 0 | 0 | 0 | 0 | 0 | 0 | 0 | 0 | 0 | 0 | 0 | 0
TAS | North East Tasmania | T1 | 0 | 0 | 0 | 0 | 0 | 0 | 0 | 0 | 0 | 0 | 0 | 0 | 0 | 0 | 0 | 0 | 0 | 0 | 0 | 0 | 0
TAS | North West Tasmania | T2 | 0 | 0 | 0 | 0 | 0 | 0 | 0 | 0 | 0 | 0 | 0 | 0 | 0 | 0 | 0 | 0 | 0 | 0 | 0 | 0 | 0
TAS | Tasmania Midlands | T3 | 0 | 0 | 0 | 0 | 0 | 0 | 0 | 0 | 0 | 0 | 0 | 0 | 0 | 0 | 0 | 0 | 0 | 0 | 0 | 0 | 0
Shadow REZs |  |  | 0 | 0 | 0 | 0 | 0 | 0 | 0 | 0 | 0 | 0 | 0 | 0 | 0 | 0 | 0 | 0 | 0 | 0 | 0 | 0 | 0
Total Generation |  |  | 0 | 3703.1229 | 3709.1474 | 4086.6111 | 5068.434 | 5805.5074 | 6466.1385 | 7418.5467 | 8318.1964 | 8324.5549 | 8968.8113 | 8324.8659 | 8247.2271 | 8543.5738 | 8815.9041 | 8717.7023 | 8416.456 | 8596.5742 | 10184.1689 | 12244.9249 | 12970.0169

## REZGeneration_2
Annual as-generated generation by REZ (GWh) - Slow Change (DP6)
Years are financial year ending.
Large-scale Solar
Region | REZ Name | REZ Code | 2022 | 2023 | 2024 | 2025 | 2026 | 2027 | 2028 | 2029 | 2030 | 2031 | 2032 | 2033 | 2034 | 2035 | 2036 | 2037 | 2038 | 2039 | 2040 | 2041 | 2042
QLD | Far North QLD | Q1 | 0 | 140.8879 | 136.4075 | 139.1336 | 141.4809 | 138.7521 | 141.4105 | 120.7583 | 132.4248 | 134.3101 | 131.3179 | 141.253 | 137.0701 | 138.2684 | 140.9981 | 138.4301 | 140.6534 | 120.8234 | 132.7379 | 133.4909 | 130.3987
QLD | North Qld Clean Energy Hub | Q2 | 0 | 0 | 0 | 0 | 0 | 0 | 0 | 0 | 0 | 0 | 0 | 0 | 0 | 0 | 0 | 0 | 0 | 0 | 0 | 0 | 0
QLD | Northern Qld | Q3 | 0 | 0 | 0 | 0 | 0 | 0 | 0 | 0 | 0 | 0 | 0 | 0 | 0 | 0 | 0 | 0 | 0 | 0 | 0 | 0 | 0
QLD | Isaac | Q4 | 0 | 943.8288 | 939.864 | 931.4833 | 942.5551 | 948.5184 | 948.6625 | 776.5078 | 875.6631 | 885.0212 | 918.6915 | 948.5429 | 940.6204 | 930.1574 | 943.1131 | 940.4122 | 945.9594 | 776.763 | 876.7998 | 882.6435 | 914.8727
QLD | Barcaldine | Q5 | 0 | 0 | 0 | 0 | 0 | 0 | 0 | 0 | 0 | 0 | 0 | 0 | 0 | 0 | 0 | 0 | 0 | 0 | 0 | 0 | 0
QLD | Fitzroy | Q6 | 0 | 0 | 0 | 0 | 0 | 0 | 0 | 0 | 0 | 0 | 0 | 0 | 0 | 0 | 0 | 0 | 0 | 0 | 0 | 0 | 0
QLD | Wide Bay | Q7 | 0 | 0 | 0 | 0 | 0 | 0 | 0 | 0 | 0 | 0 | 0 | 0 | 0 | 0 | 0 | 0 | 0 | 0 | 0 | 0 | 0
QLD | Darling Downs | Q8 | 0 | 0 | 0 | 0 | 0 | 0 | 0 | 0 | 0 | 0 | 0 | 0 | 0 | 0 | 0 | 0 | 0 | 0 | 0 | 0 | 0
NSW | North West NSW | N1 | 0 | 314.7508 | 315.5549 | 305.9138 | 327.1153 | 328.8207 | 318.7599 | 277.3019 | 291.3292 | 308.1046 | 320.6875 | 318.3106 | 315.906 | 307.7533 | 327.3721 | 329.0927 | 664.3729 | 584.3648 | 1805.8439 | 5614.8759 | 5836.8743
NSW | New England | N2 | 0 | 289.6845 | 292.4204 | 274.3254 | 298.3382 | 293.1388 | 294.468 | 247.8963 | 265.3944 | 276.7999 | 301.5471 | 294.3911 | 294.1002 | 277.2742 | 299.2793 | 293.5642 | 292.6657 | 249.5855 | 265.6528 | 275.4305 | 784.1394
NSW | Central-West Orana | N3 | 0 | 373.387 | 366.6412 | 363.2017 | 382.3104 | 378.3423 | 379.0686 | 327.7738 | 340.7938 | 364.1301 | 380.16 | 378.8477 | 366.3339 | 362.3124 | 382.5811 | 378.8336 | 376.7315 | 330.3335 | 342.1835 | 364.139 | 379.2667
NSW | Southern NSW Tablelands | N4 | 0 | 0 | 0 | 0 | 0 | 0 | 0 | 0 | 0 | 0 | 0 | 0 | 0 | 0 | 0 | 0 | 0 | 0 | 0 | 0 | 0
NSW | Broken Hill | N5 | 0 | 0 | 0 | 0 | 0 | 0 | 0 | 0 | 0 | 0 | 0 | 0 | 0 | 0 | 0 | 0 | 0 | 0 | 0 | 0 | 0
NSW | South West NSW | N6 | 0 | 0 | 0 | 0 | 0 | 0 | 0 | 0 | 0 | 0 | 0 | 0 | 0 | 0 | 0 | 0 | 0 | 0 | 0 | 0 | 0
NSW | Wagga Wagga | N7 | 0 | 0 | 0 | 0 | 0 | 0 | 0 | 0 | 0 | 0 | 0 | 0 | 0 | 0 | 0 | 0 | 0 | 0 | 0 | 0 | 0
NSW | Tumut | N8 | 0 | 0 | 0 | 0 | 0 | 0 | 0 | 0 | 0 | 0 | 0 | 0 | 0 | 0 | 0 | 0 | 0 | 0 | 0 | 0 | 0
NSW | Cooma-Monaro | N9 | 0 | 0 | 0 | 0 | 0 | 0 | 0 | 0 | 0 | 0 | 0 | 0 | 0 | 0 | 0 | 0 | 0 | 0 | 0 | 0 | 0
VIC | Ovens Murray | V1 | 0 | 0 | 0 | 0 | 0 | 0 | 0 | 0 | 0 | 0 | 0 | 0 | 0 | 0 | 0 | 0 | 0 | 0 | 0 | 0 | 0
VIC | Murray River | V2 | 0 | 0 | 0 | 507.1853 | 762.5355 | 995.5082 | 1025.6355 | 919.7125 | 952.2331 | 956.8141 | 950.926 | 1022.5941 | 975.2886 | 950.6992 | 972.9943 | 991.8193 | 1022.8277 | 925.9531 | 952.1285 | 955.0896 | 948.4369
VIC | Western Victoria | V3 | 0 | 0 | 0 | 0 | 0 | 0 | 0 | 0 | 0 | 0 | 0 | 0 | 0 | 0 | 0 | 0 | 0 | 0 | 0 | 0 | 0
VIC | South West Victoria | V4 | 0 | 0 | 0 | 0 | 0 | 0 | 0 | 0 | 0 | 0 | 0 | 0 | 0 | 0 | 0 | 0 | 0 | 0 | 0 | 0 | 0
VIC | Gippsland | V5 | 0 | 0 | 0 | 0 | 0 | 0 | 0 | 0 | 0 | 0 | 0 | 0 | 0 | 0 | 0 | 0 | 0 | 0 | 0 | 0 | 0
VIC | Central North Vic | V6 | 0 | 0 | 0 | 0 | 0 | 48.2909 | 273.3015 | 451.531 | 679.0315 | 670.3685 | 654.0003 | 726.8104 | 682.7644 | 662.9171 | 761.1281 | 768.3645 | 726.3571 | 661.6576 | 681.081 | 667.1294 | 652.0882
SA | South East SA | S1 | 0 | 0 | 0 | 0 | 0 | 0 | 0 | 0 | 0 | 0 | 0 | 0 | 0 | 0 | 0 | 0 | 0 | 0 | 0 | 0 | 0
SA | Riverland | S2 | 0 | 0 | 0 | 0 | 0 | 0 | 0 | 0 | 0 | 0 | 0 | 0 | 0 | 0 | 0 | 1680.5224 | 2619.4657 | 2433.4952 | 2469.608 | 2450.622 | 2500.9053
SA | Mid-North SA | S3 | 0 | 0 | 0 | 0 | 0 | 0 | 0 | 0 | 0 | 0 | 0 | 0 | 0 | 0 | 0 | 0 | 0 | 0 | 0 | 0 | 0
SA | Yorke Peninsula | S4 | 0 | 0 | 0 | 0 | 0 | 0 | 0 | 0 | 0 | 0 | 0 | 0 | 0 | 0 | 0 | 0 | 0 | 0 | 0 | 0 | 0
SA | Northern SA | S5 | 0 | 0 | 0 | 0 | 0 | 0 | 0 | 0 | 0 | 0 | 0 | 0 | 0 | 0 | 0 | 0 | 0 | 0 | 0 | 0 | 0
SA | Leigh Creek | S6 | 0 | 0 | 0 | 0 | 0 | 0 | 0 | 0 | 0 | 0 | 0 | 0 | 0 | 0 | 0 | 0 | 0 | 0 | 0 | 0 | 0
SA | Roxby Downs | S7 | 0 | 0 | 0 | 0 | 0 | 0 | 0 | 0 | 0 | 0 | 0 | 0 | 0 | 0 | 189.9488 | 195.0336 | 2764.9585 | 2566.2109 | 2632.0183 | 2632.1524 | 2720.0007
SA | Eastern Eyre Peninsula | S8 | 0 | 0 | 0 | 0 | 0 | 0 | 0 | 0 | 0 | 0 | 0 | 0 | 0 | 0 | 0 | 0 | 0 | 0 | 0 | 0 | 0
SA | Western Eyre Peninsula | S9 | 0 | 0 | 0 | 0 | 0 | 0 | 0 | 0 | 0 | 0 | 0 | 0 | 0 | 0 | 0 | 0 | 0 | 0 | 0 | 0 | 0
TAS | North East Tasmania | T1 | 0 | 0 | 0 | 0 | 0 | 0 | 0 | 0 | 0 | 0 | 0 | 0 | 0 | 0 | 0 | 0 | 0 | 0 | 0 | 0 | 0
TAS | North West Tasmania | T2 | 0 | 0 | 0 | 0 | 0 | 0 | 0 | 0 | 0 | 0 | 0 | 0 | 0 | 0 | 0 | 0 | 0 | 0 | 0 | 0 | 0
TAS | Tasmania Midlands | T3 | 0 | 0 | 0 | 0 | 0 | 0 | 0 | 0 | 0 | 0 | 0 | 0 | 0 | 0 | 0 | 0 | 0 | 0 | 0 | 0 | 0
Total Generation |  |  | 0 | 2062.539 | 2050.888 | 2521.2432 | 2854.3354 | 3131.3713 | 3381.3065 | 3121.4816 | 3536.8699 | 3595.5485 | 3657.3303 | 3830.7498 | 3712.0835 | 3629.382 | 4017.4148 | 5716.0726 | 9553.9919 | 8649.1869 | 10158.0538 | 13975.5731 | 14866.9829
Wind
Region | REZ Name | REZ Code | 2022 | 2023 | 2024 | 2025 | 2026 | 2027 | 2028 | 2029 | 2030 | 2031 | 2032 | 2033 | 2034 | 2035 | 2036 | 2037 | 2038 | 2039 | 2040 | 2041 | 2042
QLD | Far North QLD | Q1 | 0 | 0 | 0 | 0 | 0 | 0 | 0 | 0 | 0 | 0 | 0 | 0 | 0 | 0 | 731.3837 | 731.2601 | 3320.2274 | 3032.1647 | 3197.882 | 3200.5855 | 3118.5364
QLD | North Qld Clean Energy Hub | Q2 | 0 | 0 | 0 | 0 | 0 | 0 | 0 | 0 | 0 | 0 | 0 | 0 | 0 | 0 | 0 | 0 | 0 | 0 | 0 | 0 | 0
QLD | Northern Qld | Q3 | 0 | 0 | 0 | 0 | 0 | 0 | 0 | 0 | 0 | 0 | 0 | 0 | 0 | 0 | 0 | 0 | 0 | 0 | 0 | 0 | 0
QLD | Isaac | Q4 | 0 | 0 | 0 | 0 | 0 | 0 | 0 | 0 | 0 | 0 | 0 | 0 | 0 | 0 | 0 | 0 | 0 | 0 | 0 | 2489.1438 | 2620.2129
QLD | Barcaldine | Q5 | 0 | 0 | 0 | 0 | 0 | 0 | 0 | 0 | 0 | 0 | 0 | 0 | 0 | 0 | 0 | 0 | 0 | 0 | 0 | 0 | 0
QLD | Fitzroy | Q6 | 0 | 0 | 0 | 0 | 0 | 0 | 0 | 0 | 0 | 0 | 0 | 0 | 0 | 0 | 0 | 0 | 0 | 0 | 0 | 0 | 0
QLD | Wide Bay | Q7 | 0 | 0 | 0 | 0 | 0 | 0 | 0 | 0 | 0 | 0 | 0 | 0 | 0 | 0 | 0 | 0 | 0 | 0 | 0 | 0 | 0
QLD | Darling Downs | Q8 | 0 | 1818.5557 | 1810.1897 | 1769.7915 | 1822.1126 | 1951.6355 | 1813.976 | 1863.6892 | 1834.4876 | 1827.7656 | 1745.7032 | 1810.2035 | 1804.3045 | 1773.2088 | 1832.3917 | 1952.1923 | 1821.1648 | 1865.4535 | 1838.4885 | 1836.0551 | 1754.1475
NSW | North West NSW | N1 | 0 | 0 | 0 | 0 | 0 | 0 | 0 | 0 | 0 | 0 | 0 | 0 | 0 | 0 | 0 | 0 | 0 | 0 | 0 | 0 | 0
NSW | New England | N2 | 0 | 0 | 0 | 0 | 0 | 0 | 0 | 0 | 0 | 0 | 0 | 0 | 0 | 0 | 0 | 0 | 0 | 0 | 0 | 0 | 0
NSW | Central-West Orana | N3 | 0 | 0 | 0 | 0 | 0 | 0 | 0 | 0 | 0 | 0 | 0 | 0 | 0 | 0 | 0 | 0 | 0 | 0 | 0 | 0 | 0
NSW | Southern NSW Tablelands | N4 | 0 | 788.3961 | 818.4371 | 838.6287 | 851.1487 | 768.4816 | 784.6854 | 810.257 | 759.9106 | 813.244 | 847.2063 | 774.9914 | 810.8446 | 829.6405 | 838.0397 | 762.943 | 773.2044 | 803.6722 | 759.8366 | 804.2947 | 844.2403
NSW | Broken Hill | N5 | 0 | 0 | 0 | 0 | 0 | 0 | 0 | 0 | 0 | 0 | 0 | 0 | 0 | 0 | 0 | 0 | 0 | 0 | 0 | 0 | 0
NSW | South West NSW | N6 | 0 | 0 | 0 | 0 | 0 | 0 | 0 | 0 | 0 | 0 | 0 | 0 | 0 | 0 | 0 | 0 | 0 | 0 | 0 | 0 | 0
NSW | Wagga Wagga | N7 | 0 | 0 | 0 | 0 | 0 | 0 | 0 | 0 | 0 | 0 | 0 | 0 | 0 | 0 | 0 | 0 | 0 | 0 | 0 | 0 | 0
NSW | Tumut | N8 | 0 | 0 | 0 | 0 | 0 | 0 | 0 | 0 | 0 | 0 | 0 | 0 | 0 | 0 | 0 | 0 | 0 | 0 | 0 | 0 | 0
NSW | Cooma-Monaro | N9 | 0 | 0 | 0 | 0 | 0 | 0 | 0 | 0 | 0 | 0 | 0 | 0 | 0 | 0 | 0 | 0 | 0 | 0 | 0 | 0 | 0
VIC | Ovens Murray | V1 | 0 | 0 | 0 | 0 | 0 | 0 | 0 | 0 | 0 | 0 | 0 | 0 | 0 | 0 | 0 | 0 | 0 | 0 | 0 | 0 | 0
VIC | Murray River | V2 | 0 | 0 | 0 | 0 | 0 | 0 | 0 | 0 | 0 | 0 | 0 | 0 | 0 | 0 | 0 | 0 | 0 | 0 | 0 | 0 | 0
VIC | Western Victoria | V3 | 0 | 661.8624 | 640.0983 | 1149.3653 | 1526.8833 | 1422.0739 | 1395.0344 | 1357.3168 | 1373.5426 | 1360.9838 | 1444.5096 | 1424.2008 | 1404.7504 | 1405.1276 | 1594.613 | 1569.1368 | 1537.5087 | 1615.2717 | 1612.1266 | 1519.8406 | 1683.8605
VIC | South West Victoria | V4 | 0 | 454.0028 | 466.2326 | 492.9117 | 510.7624 | 1561.3869 | 1541.2504 | 2265.3676 | 2413.0526 | 2347.6139 | 2658.5734 | 2232.8389 | 2266.4626 | 2407.8578 | 2511.1197 | 2496.4718 | 2273.2688 | 2329.1119 | 2480.8576 | 2382.6405 | 2712.9554
VIC | Gippsland | V5 | 0 | 0 | 0 | 0 | 631.0705 | 577.9854 | 1376.6168 | 1637.182 | 2387.4264 | 2379.2049 | 2771.9823 | 2420.1267 | 2303.4207 | 2523.2111 | 2517.3601 | 2378.4513 | 2418.384 | 2419.0678 | 2383.9276 | 2387.4463 | 2773.6018
VIC | Central North Vic | V6 | 0 | 0 | 0 | 0 | 0 | 0 | 0 | 0 | 0 | 0 | 0 | 0 | 0 | 0 | 0 | 0 | 0 | 0 | 0 | 0 | 0
SA | South East SA | S1 | 0 | 0 | 0 | 0 | 0 | 0 | 0 | 0 | 0 | 0 | 0 | 0 | 0 | 0 | 0 | 0 | 0 | 0 | 0 | 179.4705 | 203.6602
SA | Riverland | S2 | 0 | 0 | 0 | 0 | 0 | 0 | 0 | 0 | 0 | 0 | 0 | 0 | 0 | 0 | 0 | 0 | 0 | 0 | 0 | 0 | 0
SA | Mid-North SA | S3 | 0 | 0 | 0 | 0 | 0 | 0 | 0 | 0 | 0 | 0 | 0 | 0 | 0 | 0 | 0 | 0 | 0 | 0 | 0 | 130.4659 | 138.2461
SA | Yorke Peninsula | S4 | 0 | 0 | 0 | 0 | 0 | 0 | 0 | 0 | 0 | 0 | 0 | 0 | 0 | 0 | 0 | 0 | 0 | 0 | 0 | 0 | 0
SA | Northern SA | S5 | 0 | 0 | 0 | 0 | 0 | 0 | 0 | 0 | 0 | 0 | 0 | 0 | 0 | 0 | 0 | 0 | 0 | 0 | 0 | 0 | 0
SA | Leigh Creek | S6 | 0 | 0 | 0 | 0 | 0 | 0 | 0 | 0 | 0 | 0 | 0 | 0 | 0 | 0 | 0 | 0 | 0 | 0 | 0 | 0 | 0
SA | Roxby Downs | S7 | 0 | 0 | 0 | 0 | 0 | 0 | 0 | 0 | 0 | 0 | 0 | 0 | 0 | 0 | 0 | 0 | 0 | 0 | 0 | 0 | 0
SA | Eastern Eyre Peninsula | S8 | 0 | 0 | 0 | 0 | 0 | 0 | 0 | 0 | 0 | 0 | 0 | 0 | 0 | 0 | 0 | 0 | 0 | 0 | 0 | 0 | 0
SA | Western Eyre Peninsula | S9 | 0 | 0 | 0 | 0 | 0 | 0 | 0 | 0 | 0 | 0 | 0 | 0 | 0 | 0 | 0 | 0 | 0 | 0 | 0 | 0 | 0
TAS | North East Tasmania | T1 | 0 | 0 | 0 | 0 | 0 | 0 | 0 | 0 | 0 | 0 | 0 | 0 | 0 | 0 | 0 | 0 | 0 | 0 | 0 | 0 | 0
TAS | North West Tasmania | T2 | 0 | 0 | 0 | 0 | 0 | 0 | 0 | 0 | 0 | 0 | 0 | 0 | 0 | 0 | 0 | 0 | 0 | 0 | 0 | 0 | 0
TAS | Tasmania Midlands | T3 | 0 | 0 | 0 | 0 | 0 | 0 | 0 | 0 | 0 | 0 | 0 | 0 | 0 | 0 | 0 | 0 | 0 | 0 | 0 | 0 | 0
Total Generation |  |  | 0 | 3722.8171 | 3734.9578 | 4250.6973 | 5341.9774 | 6281.5634 | 6911.563 | 7933.8125 | 8768.4199 | 8728.8121 | 9467.9747 | 8662.3613 | 8589.7828 | 8939.046 | 10024.9079 | 9890.4555 | 12143.758 | 12064.7418 | 12273.119 | 14929.943 | 15849.461

## Emissions_1
NEM Emissions (Mt CO2-e) - Slow Change (Counterfactual)
Years are financial year ending.
Emissions | Total | 2022 | 2023 | 2024 | 2025 | 2026 | 2027 | 2028 | 2029 | 2030 | 2031 | 2032 | 2033 | 2034 | 2035 | 2036 | 2037 | 2038 | 2039 | 2040 | 2041 | 2042
NEM | 2120.7084 | 121.3171 | 120.7609 | 120.796 | 114.9507 | 112.8357 | 110.5114 | 117.5758 | 109.0832 | 91.6737 | 95.191 | 88.5427 | 91.6187 | 93.3405 | 90.6118 | 90.5224 | 89.9747 | 95.3522 | 91.998 | 92.2915 | 94.0845 | 87.6761

## Emissions_2
NEM Emissions (Mt CO2-e) - Slow Change (DP6)
Years are financial year ending.
Emissions | Total | 2022 | 2023 | 2024 | 2025 | 2026 | 2027 | 2028 | 2029 | 2030 | 2031 | 2032 | 2033 | 2034 | 2035 | 2036 | 2037 | 2038 | 2039 | 2040 | 2041 | 2042
NEM | 2130.133 | 121.3085 | 120.9302 | 120.8355 | 115.6994 | 113.4154 | 110.5067 | 117.9449 | 108.9375 | 92.3455 | 95.0575 | 87.471 | 92.4883 | 94.2389 | 91.5016 | 92.4652 | 90.6826 | 94.6487 | 93.1947 | 94.4224 | 93.3639 | 88.6747

## VOMCost_1
VOM cost by technology ($000s) - Slow Change (Counterfactual)
Real June 2019 dollars. Years are financial year ending. Some rounding errors may be present.
Region | Technology | 2022 | 2023 | 2024 | 2025 | 2026 | 2027 | 2028 | 2029 | 2030 | 2031 | 2032 | 2033 | 2034 | 2035 | 2036 | 2037 | 2038 | 2039 | 2040 | 2041 | 2042
NEM | Black Coal | 402946.8276 | 379405.6152 | 383361.4766 | 375686.8341 | 374823.8337 | 372300.2753 | 382016.4837 | 373003.1343 | 300045.0806 | 304949.8339 | 300702.3347 | 310813.8677 | 317053.9938 | 309887.2246 | 314277.0863 | 313131.7063 | 316774.3897 | 320319.7663 | 314332.0362 | 310308.9219 | 285717.048
NEM | Brown Coal | 120923.7007 | 136709.6738 | 136145.6668 | 121567.3301 | 114820.0013 | 108918.5332 | 126270.1008 | 103732.7161 | 98107.8164 | 107663.079 | 88058.385 | 92351.9804 | 93835.7783 | 89114.106 | 88301.9478 | 86624.046 | 94141.4307 | 88195.1075 | 94267.9773 | 97714.2617 | 87750.8209
NEM | CCGT | 19444.6686 | 19431.5682 | 18235.3245 | 18375.3283 | 16985.9507 | 16545.0858 | 17380.6677 | 17505.7227 | 16892.3801 | 17000.1707 | 15897.4031 | 16792.3724 | 17471.1315 | 18399.4811 | 15037.6094 | 15754.7688 | 35237.7592 | 11537.6985 | 10782.0042 | 29309.5708 | 44886.6318
NEM | Peaking Gas+Liquids | 882.9166 | 832.7831 | 1454.3742 | 1740.5484 | 1585.7735 | 1238.845 | 1416.3906 | 1906.9315 | 1482.7297 | 1354.1869 | 1406.1799 | 2064.1955 | 1812.1474 | 2261.2049 | 2858.6699 | 3114.659 | 22507.5962 | 9288.6506 | 8816.745 | 19206.6693 | 26619.3719
NEM | Hydro | 113866.501 | 95232.3531 | 93490.4377 | 113086.197 | 97021.3415 | 105874.2622 | 65646.1539 | 118668.9679 | 112112.1077 | 86432.4877 | 102710.741 | 92059.0736 | 89472.5181 | 108825.0189 | 95472.468 | 108240.123 | 62378.5152 | 117756.1713 | 106492.3402 | 82002.4407 | 103945.3996
NEM | Dispatchable Storage | 112.5496 | 77.5918 | 182.1282 | 350.7409 | 190.4196 | 184.6322 | 151.6283 | 536.1668 | 484.4848 | 539.8713 | 894.1899 | 1717.0475 | 1844.3232 | 2450.5707 | 3677.544 | 4940.4197 | 8854.4225 | 6100.1109 | 5695.5657 | 8824.0034 | 8622.6557
NEM | Wind | 77412.7447 | 81174.385 | 81567.965 | 82962.9117 | 89443.2754 | 89770.691 | 87027.2657 | 89886.6876 | 92908.7501 | 92725.3569 | 99470.5087 | 91586.5823 | 89871.3442 | 91590.0479 | 95754.0458 | 94062.2842 | 86439.9916 | 88223.1667 | 92659.2737 | 94840.1989 | 100539.9127
NEM | Solar | 0 | 0 | 0 | 0 | 0 | 0 | 0 | 0 | 0 | 0 | 0 | 0 | 0 | 0 | 0 | 0 | 0 | 0 | 0 | 0 | 0
Total |  | 735589.9087 | 712863.9704 | 714437.373 | 713769.8905 | 694870.5958 | 694832.3247 | 679908.6908 | 705240.3268 | 622033.3494 | 610664.9864 | 609139.7424 | 607385.1193 | 611361.2365 | 622527.6542 | 615379.3712 | 625868.007 | 626334.1052 | 641420.6719 | 633045.9424 | 642206.0668 | 658081.8406
Region | Technology | 2022 | 2023 | 2024 | 2025 | 2026 | 2027 | 2028 | 2029 | 2030 | 2031 | 2032 | 2033 | 2034 | 2035 | 2036 | 2037 | 2038 | 2039 | 2040 | 2041 | 2042
NSW | Black Coal | 196030.3996 | 183765.3487 | 162413.5489 | 155948.6203 | 155801.1526 | 153690.1082 | 161620.6414 | 156525.9874 | 121968.2466 | 128667.7983 | 127257.8438 | 124904.7458 | 129775.8297 | 125167.3013 | 137186.8185 | 138967.0632 | 138967.0632 | 138967.0632 | 139347.7949 | 138967.0632 | 114165.576
NSW | Brown Coal | 0 | 0 | 0 | 0 | 0 | 0 | 0 | 0 | 0 | 0 | 0 | 0 | 0 | 0 | 0 | 0 | 0 | 0 | 0 | 0 | 0
NSW | CCGT | 259.8251 | 259.8251 | 781.6109 | 519.6502 | 519.6502 | 519.6502 | 521.0739 | 519.6502 | 519.6502 | 519.6502 | 521.0739 | 519.6502 | 519.6502 | 519.6502 | 561.2482 | 667.0734 | 12852.587 | 1302.9334 | 1055.5524 | 12323.439 | 25027.8196
NSW | Peaking Gas+Liquids | 107.8353 | 7.2409 | 110.239 | 243.3034 | 192.5831 | 130.667 | 131.9943 | 267.5287 | 195.4283 | 44.7757 | 206.7957 | 905.5458 | 477.7903 | 775.1033 | 757.8145 | 1133.3489 | 3685.6744 | 1480.6972 | 1912.9708 | 2943.1122 | 9263.1438
NSW | Hydro | 15899.4836 | 13478.7653 | 13223.5007 | 20308.5485 | 12925.0319 | 15560.4436 | 5509.4776 | 24679.761 | 22192.838 | 13705.5862 | 15961.1556 | 13081.9385 | 12567.6501 | 19312.3006 | 13171.8609 | 16216.2072 | 6954.6913 | 23915.5219 | 21569.1281 | 13884.6985 | 14635.6107
NSW | Dispatchable Storage | 59.3131 | 41.6827 | 51.0944 | 139.1913 | 54.0864 | 45.5794 | 68.0143 | 81.2879 | 95.8506 | 67.2295 | 138.4417 | 156.4946 | 106.5285 | 200.9736 | 503.3966 | 832.3661 | 254.047 | 503.5938 | 559.8413 | 272.0057 | 68.9351
NSW | Wind | 12008.1097 | 13843.758 | 14260.7267 | 14377.3307 | 15041.1944 | 14554.4847 | 13722.3694 | 14547.2824 | 13923.9507 | 14392.4464 | 14579.8207 | 13587.7086 | 14179.6457 | 14283.4041 | 14855.2692 | 14082.7778 | 13275.0648 | 13801.3728 | 13247.7791 | 15003.3031 | 14846.9976
NSW | Solar | 0 | 0 | 0 | 0 | 0 | 0 | 0 | 0 | 0 | 0 | 0 | 0 | 0 | 0 | 0 | 0 | 0 | 0 | 0 | 0 | 0
Total |  | 224364.9664 | 211396.6207 | 190840.7207 | 191536.6445 | 184533.6986 | 184500.9332 | 181573.5709 | 196621.4976 | 158895.9645 | 157397.4863 | 158665.1314 | 153156.0834 | 157627.0945 | 160258.7332 | 167036.4078 | 171898.8365 | 175989.1277 | 179971.1823 | 177693.0666 | 183393.6217 | 178008.0829
Region | Technology | 2022 | 2023 | 2024 | 2025 | 2026 | 2027 | 2028 | 2029 | 2030 | 2031 | 2032 | 2033 | 2034 | 2035 | 2036 | 2037 | 2038 | 2039 | 2040 | 2041 | 2042
QLD | Black Coal | 206916.428 | 195640.2665 | 220947.9277 | 219738.2138 | 219022.6811 | 218610.1671 | 220395.8423 | 216477.1469 | 178076.834 | 176282.0355 | 173444.4909 | 185909.1219 | 187278.1641 | 184719.9233 | 177090.2677 | 174164.6431 | 177807.3265 | 181352.7031 | 174984.2414 | 171341.8587 | 171551.472
QLD | Brown Coal | 0 | 0 | 0 | 0 | 0 | 0 | 0 | 0 | 0 | 0 | 0 | 0 | 0 | 0 | 0 | 0 | 0 | 0 | 0 | 0 | 0
QLD | CCGT | 8811.4894 | 8811.4894 | 10084.4381 | 9582.4811 | 9582.4811 | 9582.4811 | 9608.7344 | 9228.8302 | 9228.8302 | 9228.8302 | 9254.1147 | 9228.8302 | 9228.8302 | 9228.8302 | 9291.2941 | 9545.1905 | 20820.319 | 10110.4383 | 9726.4517 | 16986.1318 | 19858.8123
QLD | Peaking Gas+Liquids | 0.14461 | 0 | 7.4493 | 57.4734 | 42.959 | 8.9962 | 0 | 261.1657 | 4.9224 | 0 | 43.8008 | 0 | 5.4261 | 58.3028 | 208.1411 | 232.6773 | 262.4373 | 369.5772 | 410.955 | 387.8461 | 217.3087
QLD | Hydro | 4952.9034 | 4926.631 | 4900.3587 | 4874.0863 | 4847.814 | 4821.5416 | 4795.2693 | 4768.9969 | 4742.7245 | 4716.4522 | 4690.1798 | 4663.9075 | 4637.6351 | 4611.3628 | 4585.0904 | 4558.8181 | 1707.6968 | 1697.7983 | 1687.8999 | 1678.0014 | 1668.103
QLD | Dispatchable Storage | 53.2365 | 35.9091 | 131.0338 | 211.5495 | 136.3332 | 139.0528 | 83.614 | 454.8789 | 388.6342 | 472.6419 | 755.7482 | 1560.5529 | 1737.7948 | 2249.5971 | 3174.1475 | 4108.0537 | 8600.3755 | 5596.5171 | 5135.7244 | 8551.9978 | 8553.7205
QLD | Wind | 6251.3884 | 11815.9818 | 11509.6507 | 11368.8063 | 11837.1273 | 12606.8472 | 11805.3856 | 11967.0493 | 11831.0931 | 11865.8039 | 11411.2716 | 11629.3002 | 11336.8709 | 11263.7155 | 11779.0878 | 12479.7672 | 11786.6166 | 11908.1219 | 16039.9157 | 20379.6531 | 19720.1274
QLD | Solar | 0 | 0 | 0 | 0 | 0 | 0 | 0 | 0 | 0 | 0 | 0 | 0 | 0 | 0 | 0 | 0 | 0 | 0 | 0 | 0 | 0
Total |  | 226985.5903 | 221230.2779 | 247580.8583 | 245832.6103 | 245469.3956 | 245769.086 | 246688.8456 | 243158.0678 | 204273.0384 | 202565.7637 | 199599.6061 | 212991.7127 | 214224.7213 | 212131.7317 | 206128.0286 | 205089.1497 | 220984.7716 | 211035.1559 | 207985.1881 | 219325.4889 | 221569.5438
Region | Technology | 2022 | 2023 | 2024 | 2025 | 2026 | 2027 | 2028 | 2029 | 2030 | 2031 | 2032 | 2033 | 2034 | 2035 | 2036 | 2037 | 2038 | 2039 | 2040 | 2041 | 2042
VIC | Black Coal | 0 | 0 | 0 | 0 | 0 | 0 | 0 | 0 | 0 | 0 | 0 | 0 | 0 | 0 | 0 | 0 | 0 | 0 | 0 | 0 | 0
VIC | Brown Coal | 120923.7007 | 136709.6738 | 136145.6668 | 121567.3301 | 114820.0013 | 108918.5332 | 126270.1008 | 103732.7161 | 98107.8164 | 107663.079 | 88058.385 | 92351.9804 | 93835.7783 | 89114.106 | 88301.9478 | 86624.046 | 94141.4307 | 88195.1075 | 94267.9773 | 97714.2617 | 87750.8209
VIC | CCGT | 36.2315 | 21.4284 | 10.9747 | 8.7373 | 26.9208 | 11.0801 | 12.2758 | 12.109 | 21.4287 | 19.2753 | 35.9597 | 41.7203 | 26.2751 | 44.785 | 86.6138 | 71.2347 | 1564.8533 | 124.3268 | 0 | 0 | 0
VIC | Peaking Gas+Liquids | 160.7618 | 65.8293 | 34.0385 | 17.7815 | 159.1642 | 20.5586 | 34.5784 | 38.5409 | 108.3215 | 80.3974 | 185.8963 | 117.309 | 48.3794 | 15.7671 | 290.2642 | 156.3321 | 1987.0285 | 251.0997 | 389.2613 | 912.6551 | 2014.8216
VIC | Hydro | 22496.1068 | 20786.6758 | 19638.7963 | 24661.2441 | 19053.0981 | 21899.4611 | 13220.2976 | 26610.816 | 24943.5782 | 19585.9125 | 21308.1171 | 19678.1801 | 18576.0143 | 23331.951 | 18026.6242 | 20706.1698 | 12489.7599 | 25144.8289 | 23582.5518 | 18494.9059 | 20109.5241
VIC | Dispatchable Storage | 0 | 0 | 0 | 0 | 0 | 0 | 0 | 0 | 0 | 0 | 0 | 0 | 0 | 0 | 0 | 0 | 0 | 0 | 0 | 0 | 0
VIC | Wind | 34988.6471 | 33527.8676 | 33618.7327 | 35149.6862 | 38843.8224 | 39203.479 | 39740.6183 | 41722.5526 | 45692.3051 | 45132.5534 | 50411.4176 | 45344.0767 | 44926.8826 | 46599.4769 | 49124.9429 | 48548.8709 | 44856.5719 | 45759.7248 | 46815.0281 | 43215.2153 | 48443.2218
VIC | Solar | 0 | 0 | 0 | 0 | 0 | 0 | 0 | 0 | 0 | 0 | 0 | 0 | 0 | 0 | 0 | 0 | 0 | 0 | 0 | 0 | 0
Total |  | 178605.4479 | 191111.4749 | 189448.2089 | 181404.7792 | 172903.0068 | 170053.1121 | 179277.8708 | 172116.7346 | 168873.4499 | 172481.2176 | 159999.7757 | 157533.2665 | 157413.3297 | 159106.086 | 155830.393 | 156106.6534 | 155039.6443 | 159475.0877 | 165054.8185 | 160337.0381 | 158318.3884
Region | Technology | 2022 | 2023 | 2024 | 2025 | 2026 | 2027 | 2028 | 2029 | 2030 | 2031 | 2032 | 2033 | 2034 | 2035 | 2036 | 2037 | 2038 | 2039 | 2040 | 2041 | 2042
SA | Black Coal | 0 | 0 | 0 | 0 | 0 | 0 | 0 | 0 | 0 | 0 | 0 | 0 | 0 | 0 | 0 | 0 | 0 | 0 | 0 | 0 | 0
SA | Brown Coal | 0 | 0 | 0 | 0 | 0 | 0 | 0 | 0 | 0 | 0 | 0 | 0 | 0 | 0 | 0 | 0 | 0 | 0 | 0 | 0 | 0
SA | CCGT | 10337.1225 | 10338.8252 | 7358.3009 | 8264.4598 | 6856.8986 | 6431.8744 | 7238.5836 | 7745.1332 | 7122.4709 | 7232.415 | 6086.2548 | 7002.1716 | 7696.376 | 8606.2157 | 5098.4533 | 5471.2703 | 0 | 0 | 0 | 0 | 0
SA | Peaking Gas+Liquids | 614.1748 | 759.713 | 1302.6473 | 1421.9902 | 1191.0672 | 1078.6232 | 1249.8179 | 1339.6962 | 1174.0576 | 1229.0138 | 969.6871 | 1041.3406 | 1280.5516 | 1412.0316 | 1602.4502 | 1592.3008 | 16572.4561 | 7187.2766 | 6103.558 | 14963.0559 | 15124.0977
SA | Hydro | 0 | 0 | 0 | 0 | 0 | 0 | 0 | 0 | 0 | 0 | 0 | 0 | 0 | 0 | 0 | 0 | 0 | 0 | 0 | 0 | 0
SA | Dispatchable Storage | 0 | 0 | 0 | 0 | 0 | 0 | 0 | 0 | 0 | 0 | 0 | 0 | 0 | 0 | 0 | 0 | 0 | 0 | 0 | 0 | 0
SA | Wind | 18405.9518 | 16433.2022 | 16895.7468 | 16332.3286 | 17784.9553 | 17491.3479 | 16230.9726 | 16188.3663 | 16105.6377 | 15938.2002 | 17251.5725 | 15516.5339 | 14177.6827 | 13744.3763 | 14152.3641 | 13031.5224 | 10980.4034 | 11267.8464 | 11185.8917 | 10830.8252 | 11702.741
SA | Solar | 0 | 0 | 0 | 0 | 0 | 0 | 0 | 0 | 0 | 0 | 0 | 0 | 0 | 0 | 0 | 0 | 0 | 0 | 0 | 0 | 0
Total |  | 29357.2491 | 27531.7404 | 25556.695 | 26018.7785 | 25832.9212 | 25001.8455 | 24719.3741 | 25273.1957 | 24402.1662 | 24399.629 | 24307.5145 | 23560.0461 | 23154.6103 | 23762.6236 | 20853.2676 | 20095.0935 | 27552.8595 | 18455.123 | 17289.4497 | 25793.8811 | 26826.8387
Region | Technology | 2022 | 2023 | 2024 | 2025 | 2026 | 2027 | 2028 | 2029 | 2030 | 2031 | 2032 | 2033 | 2034 | 2035 | 2036 | 2037 | 2038 | 2039 | 2040 | 2041 | 2042
TAS | Black Coal | 0 | 0 | 0 | 0 | 0 | 0 | 0 | 0 | 0 | 0 | 0 | 0 | 0 | 0 | 0 | 0 | 0 | 0 | 0 | 0 | 0
TAS | Brown Coal | 0 | 0 | 0 | 0 | 0 | 0 | 0 | 0 | 0 | 0 | 0 | 0 | 0 | 0 | 0 | 0 | 0 | 0 | 0 | 0 | 0
TAS | CCGT | 0 | 0 | 0 | 0 | 0 | 0 | 0 | 0 | 0 | 0 | 0 | 0 | 0 | 0 | 0 | 0 | 0 | 0 | 0 | 0 | 0
TAS | Peaking Gas+Liquids | 0 | 0 | 0 | 0 | 0 | 0 | 0 | 0 | 0 | 0 | 0 | 0 | 0 | 0 | 0 | 0 | 0 | 0 | 0 | 0 | 0
TAS | Hydro | 70518.0072 | 56040.281 | 55727.7821 | 63242.3181 | 60195.3976 | 63592.8158 | 42121.1095 | 62609.3939 | 60232.967 | 48424.5368 | 60751.2886 | 54635.0476 | 53691.2186 | 61569.4046 | 59688.8925 | 66758.928 | 41226.3671 | 66998.0222 | 59652.7604 | 47944.8348 | 67532.1619
TAS | VPP Battery | 0 | 0 | 0 | 0 | 0 | 0 | 0 | 0 | 0 | 0 | 0 | 0 | 0 | 0 | 0 | 0 | 0 | 0 | 0 | 0 | 0
TAS | Wind | 5758.6477 | 5553.5754 | 5283.108 | 5734.7599 | 5936.1759 | 5914.5322 | 5527.9199 | 5461.4371 | 5355.7635 | 5396.353 | 5816.4262 | 5508.9629 | 5250.2622 | 5699.0751 | 5842.3818 | 5919.346 | 5541.3349 | 5486.1008 | 5370.659 | 5411.2022 | 5826.8249
TAS | Solar | 0 | 0 | 0 | 0 | 0 | 0 | 0 | 0 | 0 | 0 | 0 | 0 | 0 | 0 | 0 | 0 | 0 | 0 | 0 | 0 | 0
Total |  | 76276.655 | 61593.8564 | 61010.8901 | 68977.078 | 66131.5735 | 69507.348 | 47649.0293 | 68070.8311 | 65588.7304 | 53820.8898 | 66567.7148 | 60144.0105 | 58941.4808 | 67268.4797 | 65531.2743 | 72678.2739 | 46767.7021 | 72484.123 | 65023.4194 | 53356.037 | 73358.9868

## VOMCost_2
VOM cost by technology ($000s) - Slow Change (DP6)
Real June 2019 dollars. Years are financial year ending. Some rounding errors may be present.
Region | Technology | 2022 | 2023 | 2024 | 2025 | 2026 | 2027 | 2028 | 2029 | 2030 | 2031 | 2032 | 2033 | 2034 | 2035 | 2036 | 2037 | 2038 | 2039 | 2040 | 2041 | 2042
NEM | Black Coal | 403171.4953 | 376706.8165 | 380707.7531 | 361157.0277 | 357681.7131 | 352201.9776 | 370851.9798 | 354063.8929 | 281761.9744 | 297718.0276 | 288930.5771 | 311374.0774 | 319155.6952 | 309168.0424 | 303895.5177 | 297169.6518 | 307820.8468 | 307696.9531 | 313590.0803 | 306136.4721 | 290592.6319
NEM | Brown Coal | 120923.3285 | 139295.8604 | 138267.7774 | 137548.154 | 132101.1473 | 125653.0708 | 138068.2849 | 119632.1301 | 116392.2432 | 114945.2062 | 95250.9127 | 97754.5666 | 98147.3597 | 95795.3245 | 105315.6185 | 104071.7792 | 104010.6505 | 105661.0329 | 105349.7748 | 103497.2205 | 102443.426
NEM | CCGT | 19444.6686 | 19431.5466 | 18235.3022 | 13975.9337 | 13983.7843 | 13969.8643 | 14008.2106 | 13595.4209 | 13598.2924 | 13595.1557 | 13644.3042 | 13599.0174 | 13598.9224 | 13600.4155 | 14429.6264 | 13530.8028 | 33897.1935 | 10884.6278 | 12422.7868 | 23940.095 | 9794.291
NEM | Peaking Gas+Liquids | 882.9166 | 828.4367 | 1424.4751 | 312.8482 | 132.7122 | 34.4036 | 31.4611 | 242.4391 | 89.5641 | 59.1081 | 194.4907 | 126.1256 | 138.2836 | 359.2196 | 866.1777 | 828.2986 | 8502.1404 | 1935.5889 | 2128.6577 | 7884.4545 | 1155.951
NEM | Hydro | 113866.501 | 95316.8088 | 93788.7802 | 116075.3021 | 99268.044 | 112407.71 | 65755.4812 | 124255.5295 | 113539.2897 | 88225.4385 | 110945.0093 | 94845.6666 | 92776.248 | 113437.2737 | 112247.0285 | 122358.8292 | 82935.7451 | 132035.1121 | 127948.5234 | 103456.184 | 122882.8801
NEM | Dispatchable Storage | 112.5496 | 83.277 | 179.3641 | 672.7125 | 62.2768 | 159.2551 | 37.1942 | 239.7451 | 761.6004 | 1048.8623 | 2102.1956 | 1310.31 | 1385.4039 | 1720.81 | 6517.0984 | 5378.338 | 12883.748 | 6084.9341 | 9265.4395 | 13129.4661 | 7944.7406
NEM | Wind | 77412.7447 | 81511.3448 | 81918.749 | 85060.6464 | 92529.5216 | 93684.7777 | 90624.9667 | 93959.0036 | 96699.4924 | 95905.094 | 103268.5645 | 93976.7602 | 91945.0278 | 94013.5058 | 100597.791 | 97177.6282 | 94859.3402 | 91446.6875 | 89087.8846 | 90383.47 | 96626.3661
NEM | Solar | 0 | 0 | 0 | 0 | 0 | 0 | 0 | 0 | 0 | 0 | 0 | 0 | 0 | 0 | 0 | 0 | 0 | 0 | 0 | 0 | 0
Total |  | 735814.2042 | 713174.0909 | 714522.2012 | 714802.6245 | 695759.1994 | 698111.0592 | 679377.5785 | 705988.1612 | 622842.4566 | 611496.8925 | 614336.0541 | 612986.5239 | 617146.9407 | 628094.5914 | 643868.8582 | 640515.3278 | 644909.6644 | 655744.9364 | 659793.1471 | 648427.3623 | 631440.2867
Region | Technology | 2022 | 2023 | 2024 | 2025 | 2026 | 2027 | 2028 | 2029 | 2030 | 2031 | 2032 | 2033 | 2034 | 2035 | 2036 | 2037 | 2038 | 2039 | 2040 | 2041 | 2042
NSW | Black Coal | 194219.6705 | 182042.442 | 160669.4519 | 152076.1735 | 148739.5937 | 143682.344 | 156343.4133 | 147893.5444 | 113466.0928 | 125769.4075 | 120222.8626 | 105805.6402 | 110932.0883 | 106417.0409 | 110459.2275 | 110663.6825 | 114165.576 | 112473.0924 | 114478.3584 | 114165.576 | 110072.8435
NSW | Brown Coal | 0 | 0 | 0 | 0 | 0 | 0 | 0 | 0 | 0 | 0 | 0 | 0 | 0 | 0 | 0 | 0 | 0 | 0 | 0 | 0 | 0
NSW | CCGT | 259.8251 | 259.8251 | 781.6109 | 490.7808 | 490.7808 | 490.7808 | 492.1254 | 490.7808 | 490.7808 | 490.7808 | 492.1254 | 490.7808 | 490.7808 | 490.7808 | 492.1254 | 490.7808 | 11379.569 | 1093.1037 | 2827.7799 | 10816.9286 | 490.7808
NSW | Peaking Gas+Liquids | 107.8353 | 3.0091 | 84.7125 | 211.4301 | 0 | 0 | 0 | 3.7262 | 0 | 0 | 14.9681 | 20.0686 | 65.607 | 177.2067 | 248.9406 | 341.1915 | 1251.161 | 491.407 | 375.606 | 471.2901 | 348.8568
NSW | Hydro | 15899.4836 | 13590.1409 | 13262.2983 | 20921.702 | 13128.0216 | 15845.0543 | 5618.8049 | 24704.8716 | 23161.6515 | 14971.4989 | 18368.9098 | 15703.3182 | 14961.3715 | 21979.2766 | 28490.9005 | 25270.3513 | 27511.9212 | 38103.4713 | 42792.5872 | 35191.8786 | 31213.9654
NSW | Dispatchable Storage | 59.3131 | 29.311 | 48.3303 | 276.2748 | 0 | 75.1371 | 0 | 26.9418 | 255.5167 | 413.3939 | 823.5638 | 519.7841 | 461.964 | 659.2186 | 1578.4541 | 1784.346 | 5383.5032 | 1557.3259 | 2591.4555 | 5606.6456 | 3424.9345
NSW | Wind | 12008.1097 | 13843.758 | 14260.7267 | 14374.7186 | 15041.1944 | 14554.4847 | 13722.3694 | 14547.2824 | 13910.6905 | 14372.3541 | 14543.6763 | 13608.739 | 14192.756 | 14279.5257 | 14871.9174 | 14103.3256 | 10051.8815 | 10240.6869 | 9931.6851 | 7631.8645 | 7481.7134
NSW | Solar | 0 | 0 | 0 | 0 | 0 | 0 | 0 | 0 | 0 | 0 | 0 | 0 | 0 | 0 | 0 | 0 | 0 | 0 | 0 | 0 | 0
Total |  | 222554.2372 | 209768.4861 | 189107.1307 | 188351.0798 | 177399.5905 | 174647.8008 | 176176.713 | 187667.1473 | 151284.7323 | 156017.435 | 154466.106 | 136148.3309 | 141104.5675 | 144003.0491 | 156141.5654 | 152653.6777 | 169743.6118 | 163959.0872 | 172997.4721 | 173884.1834 | 153033.0944
Region | Technology | 2022 | 2023 | 2024 | 2025 | 2026 | 2027 | 2028 | 2029 | 2030 | 2031 | 2032 | 2033 | 2034 | 2035 | 2036 | 2037 | 2038 | 2039 | 2040 | 2041 | 2042
QLD | Black Coal | 208951.8248 | 194664.3745 | 220038.3012 | 209080.8542 | 208942.1194 | 208519.6336 | 214508.5665 | 206170.3484 | 168295.8815 | 171948.6201 | 168707.7144 | 205568.4372 | 208223.6069 | 202751.0015 | 193436.2902 | 186505.9693 | 193655.2708 | 195223.8607 | 199111.7219 | 191970.8961 | 180519.7885
QLD | Brown Coal | 0 | 0 | 0 | 0 | 0 | 0 | 0 | 0 | 0 | 0 | 0 | 0 | 0 | 0 | 0 | 0 | 0 | 0 | 0 | 0 | 0
QLD | CCGT | 8811.4894 | 8811.4894 | 10084.4381 | 9804.7365 | 9804.7365 | 9804.7365 | 9831.5988 | 9425.8249 | 9425.8249 | 9425.8249 | 9451.6491 | 9425.8249 | 9425.8249 | 9425.8249 | 9545.7786 | 9529.1165 | 21869.6763 | 9713.9494 | 9595.0068 | 13123.1664 | 9303.5103
QLD | Peaking Gas+Liquids | 0.14461 | 0 | 3.1595 | 43.9113 | 4.6693 | 8.9962 | 0 | 181.6381 | 4.9224 | 0 | 0 | 0 | 4.5917 | 65.5166 | 82.0251 | 94.9698 | 27.388 | 213.9793 | 106.0028 | 122.78 | 160.0968
QLD | Hydro | 4952.9034 | 4926.631 | 4900.3587 | 4874.0863 | 4847.814 | 4821.5416 | 4795.2693 | 4768.9969 | 4742.7245 | 4716.4522 | 4690.1798 | 4663.9075 | 4637.6351 | 4611.3628 | 4585.0904 | 4558.8181 | 1707.6968 | 1697.7983 | 1687.8999 | 1678.0014 | 1668.103
QLD | Dispatchable Storage | 53.2365 | 53.966 | 131.0338 | 396.4377 | 62.2768 | 84.118 | 37.1942 | 212.8033 | 506.0837 | 635.4684 | 1278.6317 | 790.5259 | 923.44 | 1061.5914 | 4938.6443 | 3593.992 | 7500.2448 | 4527.6082 | 6673.984 | 7522.8206 | 4519.8061
QLD | Wind | 6251.3884 | 11815.9818 | 11509.6507 | 11363.8665 | 11837.1273 | 12602.2295 | 11805.3856 | 11967.0493 | 11819.0499 | 11822.3007 | 11370.1347 | 11790.7883 | 11480.0742 | 11450.3669 | 14011.2566 | 14713.5285 | 21470.8581 | 20782.0255 | 21123.6673 | 28359.5829 | 27991.4441
QLD | Solar | 0 | 0 | 0 | 0 | 0 | 0 | 0 | 0 | 0 | 0 | 0 | 0 | 0 | 0 | 0 | 0 | 0 | 0 | 0 | 0 | 0
Total |  | 229020.9872 | 220272.4428 | 246666.9419 | 235563.8924 | 235498.7433 | 235841.2554 | 240978.0144 | 232726.6609 | 194794.487 | 198548.6663 | 195498.3098 | 232239.4838 | 234695.1728 | 229365.6641 | 226599.0852 | 218996.3941 | 246231.1347 | 232159.2215 | 238298.2828 | 242777.2474 | 224162.7488
Region | Technology | 2022 | 2023 | 2024 | 2025 | 2026 | 2027 | 2028 | 2029 | 2030 | 2031 | 2032 | 2033 | 2034 | 2035 | 2036 | 2037 | 2038 | 2039 | 2040 | 2041 | 2042
VIC | Black Coal | 0 | 0 | 0 | 0 | 0 | 0 | 0 | 0 | 0 | 0 | 0 | 0 | 0 | 0 | 0 | 0 | 0 | 0 | 0 | 0 | 0
VIC | Brown Coal | 120923.3285 | 139295.8604 | 138267.7774 | 137548.154 | 132101.1473 | 125653.0708 | 138068.2849 | 119632.1301 | 116392.2432 | 114945.2062 | 95250.9127 | 97754.5666 | 98147.3597 | 95795.3245 | 105315.6185 | 104071.7792 | 104010.6505 | 105661.0329 | 105349.7748 | 103497.2205 | 102443.426
VIC | CCGT | 36.2315 | 21.4245 | 10.9551 | 10.2129 | 18.0636 | 4.1436 | 4.2276 | 8.6118 | 11.4832 | 8.3466 | 20.271 | 12.2083 | 12.1132 | 13.6063 | 39.358 | 40.0096 | 647.9483 | 77.5746 | 0 | 0 | 0
VIC | Peaking Gas+Liquids | 160.7618 | 65.7647 | 34.0141 | 1.6384 | 68.051 | 6.034 | 8.5209 | 21.9723 | 37.4956 | 32.7537 | 110.3993 | 50.4289 | 19.2414 | 48.0627 | 174.4112 | 131.8598 | 258.2103 | 315.4688 | 282.3071 | 507.2375 | 245.0976
VIC | Hydro | 22496.1068 | 20786.6758 | 19638.7963 | 24661.2441 | 19053.0981 | 21899.4611 | 13220.2976 | 26610.816 | 24943.5782 | 19585.9125 | 21308.1171 | 19678.1801 | 18576.0143 | 23331.951 | 18026.6242 | 20706.1698 | 12489.7599 | 25144.8289 | 23582.5518 | 18494.9059 | 20109.5241
VIC | Dispatchable Storage | 0 | 0 | 0 | 0 | 0 | 0 | 0 | 0 | 0 | 0 | 0 | 0 | 0 | 0 | 0 | 0 | 0 | 0 | 0 | 0 | 0
VIC | Wind | 34988.647 | 33793.2931 | 33889.4154 | 36664.7787 | 41255.5186 | 42422.2706 | 42639.4751 | 45029.3534 | 48838.1442 | 47728.4196 | 53559.4529 | 47280.2691 | 46707.9405 | 48586.3133 | 51667.4645 | 50670.9324 | 47562.193 | 45626.2658 | 45855.6176 | 41632.9243 | 47364.2717
VIC | Solar | 0 | 0 | 0 | 0 | 0 | 0 | 0 | 0 | 0 | 0 | 0 | 0 | 0 | 0 | 0 | 0 | 0 | 0 | 0 | 0 | 0
Total |  | 178605.0757 | 193963.0185 | 191840.9583 | 198886.0282 | 192495.8786 | 189984.9802 | 193940.806 | 191302.8836 | 190222.9444 | 182300.6386 | 170249.1529 | 164775.653 | 163462.6692 | 167775.2578 | 175223.4764 | 175620.7509 | 164968.762 | 176825.171 | 175070.2514 | 164132.2883 | 170162.3194
Region | Technology | 2022 | 2023 | 2024 | 2025 | 2026 | 2027 | 2028 | 2029 | 2030 | 2031 | 2032 | 2033 | 2034 | 2035 | 2036 | 2037 | 2038 | 2039 | 2040 | 2041 | 2042
SA | Black Coal | 0 | 0 | 0 | 0 | 0 | 0 | 0 | 0 | 0 | 0 | 0 | 0 | 0 | 0 | 0 | 0 | 0 | 0 | 0 | 0 | 0
SA | Brown Coal | 0 | 0 | 0 | 0 | 0 | 0 | 0 | 0 | 0 | 0 | 0 | 0 | 0 | 0 | 0 | 0 | 0 | 0 | 0 | 0 | 0
SA | CCGT | 10337.1225 | 10338.8075 | 7358.2981 | 3670.2035 | 3670.2035 | 3670.2035 | 3680.2588 | 3670.2035 | 3670.2035 | 3670.2035 | 3680.2588 | 3670.2035 | 3670.2035 | 3670.2035 | 4352.3644 | 3470.896 | 0 | 0 | 0 | 0 | 0
SA | Peaking Gas+Liquids | 614.1748 | 759.663 | 1302.589 | 55.8684 | 59.9919 | 19.3734 | 22.9402 | 35.1025 | 47.1462 | 26.3544 | 69.1233 | 55.6282 | 48.8434 | 68.4336 | 360.8008 | 260.2774 | 6965.3811 | 914.7339 | 1364.7418 | 6783.1469 | 401.8998
SA | Hydro | 0 | 0 | 0 | 0 | 0 | 0 | 0 | 0 | 0 | 0 | 0 | 0 | 0 | 0 | 0 | 0 | 0 | 0 | 0 | 0 | 0
SA | Dispatchable Storage | 0 | 0 | 0 | 0 | 0 | 0 | 0 | 0 | 0 | 0 | 0 | 0 | 0 | 0 | 0 | 0 | 0 | 0 | 0 | 0 | 0
SA | Wind | 18405.9518 | 16504.5879 | 16975.8481 | 16917.3553 | 18454.0035 | 18182.5673 | 16914.5323 | 16937.1048 | 16765.4774 | 16577.5974 | 17965.1499 | 15779.0503 | 14309.6266 | 13989.1285 | 14200.519 | 11762.9467 | 10216.0752 | 9303.4881 | 6806.0754 | 7353.7941 | 7957.2147
SA | Solar | 0 | 0 | 0 | 0 | 0 | 0 | 0 | 0 | 0 | 0 | 0 | 0 | 0 | 0 | 0 | 0 | 0 | 0 | 0 | 0 | 0
Total |  | 29357.2491 | 27603.0584 | 25636.7352 | 20643.4272 | 22184.1989 | 21872.1442 | 20617.7314 | 20642.4107 | 20482.8271 | 20274.1553 | 21714.532 | 19504.8819 | 18028.6735 | 17727.7656 | 18913.6842 | 15494.1201 | 17181.4563 | 10218.222 | 8170.8172 | 14136.941 | 8359.1145
Region | Technology | 2022 | 2023 | 2024 | 2025 | 2026 | 2027 | 2028 | 2029 | 2030 | 2031 | 2032 | 2033 | 2034 | 2035 | 2036 | 2037 | 2038 | 2039 | 2040 | 2041 | 2042
TAS | Black Coal | 0 | 0 | 0 | 0 | 0 | 0 | 0 | 0 | 0 | 0 | 0 | 0 | 0 | 0 | 0 | 0 | 0 | 0 | 0 | 0 | 0
TAS | Brown Coal | 0 | 0 | 0 | 0 | 0 | 0 | 0 | 0 | 0 | 0 | 0 | 0 | 0 | 0 | 0 | 0 | 0 | 0 | 0 | 0 | 0
TAS | CCGT | 0 | 0 | 0 | 0 | 0 | 0 | 0 | 0 | 0 | 0 | 0 | 0 | 0 | 0 | 0 | 0 | 0 | 0 | 0 | 0 | 0
TAS | Peaking Gas+Liquids | 0 | 0 | 0 | 0 | 0 | 0 | 0 | 0 | 0 | 0 | 0 | 0 | 0 | 0 | 0 | 0 | 0 | 0 | 0 | 0 | 0
TAS | Hydro | 70518.0072 | 56013.3611 | 55987.327 | 65618.2696 | 62239.1103 | 69841.653 | 42121.1095 | 68170.8449 | 60691.3354 | 48951.5749 | 66577.8027 | 54800.2608 | 54601.2272 | 63514.6834 | 61144.4134 | 71823.4901 | 41226.3671 | 67089.0136 | 59885.4845 | 48091.3981 | 69891.2877
TAS | VPP Battery | 0 | 0 | 0 | 0 | 0 | 0 | 0 | 0 | 0 | 0 | 0 | 0 | 0 | 0 | 0 | 0 | 0 | 0 | 0 | 0 | 0
TAS | Wind | 5758.6477 | 5553.724 | 5283.108 | 5739.9273 | 5941.6778 | 5923.2256 | 5543.2043 | 5478.2138 | 5366.1304 | 5404.4223 | 5830.1507 | 5517.9135 | 5254.6305 | 5708.1715 | 5846.6336 | 5926.8949 | 5558.3324 | 5494.2211 | 5370.8391 | 5405.3042 | 5831.7221
TAS | Solar | 0 | 0 | 0 | 0 | 0 | 0 | 0 | 0 | 0 | 0 | 0 | 0 | 0 | 0 | 0 | 0 | 0 | 0 | 0 | 0 | 0
Total |  | 76276.655 | 61567.0852 | 61270.435 | 71358.1968 | 68180.7881 | 75764.8785 | 47664.3138 | 73649.0587 | 66057.4658 | 54355.9972 | 72407.9534 | 60318.1743 | 59855.8576 | 69222.8548 | 66991.047 | 77750.385 | 46784.6996 | 72583.2347 | 65256.3236 | 53496.7023 | 75723.0098

## FOMCost_1
FOM cost by technology ($000s) - Slow Change (Counterfactual)
Real June 2019 dollars. Years are financial year ending. Some rounding errors may be present.
Region | Technology | 2022 | 2023 | 2024 | 2025 | 2026 | 2027 | 2028 | 2029 | 2030 | 2031 | 2032 | 2033 | 2034 | 2035 | 2036 | 2037 | 2038 | 2039 | 2040 | 2041 | 2042
NEM | Black Coal | 1777390.0035 | 965387.05 | 888089.7748 | 2569565.9549 | 1441884.5389 | 1590464.185 | 888089.7748 | 847828.3 | 776482.3 | 1421089.3797 | 2667302.7558 | 1004508.984 | 668490.4 | 668490.4 | 2595158.7313 | 705981.6483 | 1019457.5819 | 602179.2656 | 603829.0718 | 1246786.3453 | 602179.2656
NEM | Brown Coal | 685241 | 685241 | 687118.3726 | 685241 | 685241 | 1127170.2035 | 1531376.416 | 685241 | 631467 | 577693 | 521502.8712 | 462463 | 462463 | 462463 | 463730.0219 | 904392.2035 | 1304414.3274 | 462463 | 463730.0219 | 462463 | 462463
NEM | CCGT | 98720.8177 | 91542.753 | 89867.6931 | 89622.153 | 89622.153 | 89622.153 | 89867.6931 | 85514.203 | 85514.203 | 85514.203 | 85748.4885 | 85514.203 | 85514.203 | 85514.203 | 47339.546 | 47210.203 | 41565.773 | 41565.773 | 16139.7928 | 16095.695 | 16095.695
NEM | Peaking Gas+Liquids | 102587.4673 | 102587.4673 | 102868.5289 | 102587.4673 | 102587.4673 | 102587.4673 | 102868.5289 | 102587.4673 | 102587.4673 | 96800.2423 | 97065.4485 | 98188.9626 | 91198.9026 | 90153.2625 | 90831.4025 | 90583.2292 | 92473.7563 | 93997.5189 | 91383.8226 | 89318.54 | 93920.2246
NEM | Hydro | 408726.67 | 408726.67 | 409846.4691 | 408726.67 | 408726.67 | 408726.67 | 409846.4691 | 408726.67 | 408726.67 | 408726.67 | 409846.4691 | 408726.67 | 408726.67 | 408726.67 | 409846.4691 | 408726.67 | 403613.518 | 403613.518 | 404719.3085 | 403613.518 | 403613.518
NEM | Dispatchable Storage | 50293.5 | 50467.482 | 50605.7491 | 62915.5732 | 87709.722 | 87709.722 | 87950.0226 | 87709.722 | 87709.722 | 89212.8235 | 92674.1003 | 100375.0008 | 103431.1754 | 107040.1957 | 112631.304 | 112323.5682 | 113113.7829 | 115269.4611 | 120617.7659 | 120288.2091 | 120904.4436
NEM | Wind | 412630.0856 | 455166.546 | 456413.5776 | 460281.828 | 471990.628 | 483699.428 | 497107.8468 | 507756.4808 | 515658.3798 | 513550.6598 | 514957.6479 | 513550.6598 | 500780.6258 | 500780.6258 | 495173.5008 | 698511.6001 | 1196715.7551 | 1402273.3549 | 906531.0115 | 887119.3804 | 477560.2485
NEM | Solar | 134511.1742 | 147596.0807 | 148000.4535 | 150618.1007 | 152129.1107 | 153640.1207 | 155576.2023 | 156662.1407 | 158173.1507 | 158173.1507 | 158606.5018 | 164216.5109 | 164216.5109 | 164216.5109 | 270517.5232 | 172976.3137 | 247413.8818 | 320121.7419 | 191963.3327 | 191438.8427 | 191438.8427
Total |  | 3670100.7183 | 2906715.049 | 2832810.6188 | 4529558.7471 | 3439891.29 | 4043619.9495 | 3762682.9537 | 2882025.9838 | 2766318.8928 | 3350760.129 | 4547704.2831 | 2837543.9911 | 2484821.4877 | 2487384.8678 | 4485228.4988 | 3140705.436 | 4418768.3764 | 3441483.6335 | 2798914.1277 | 3417123.5305 | 2368175.238
Region | Technology | 2022 | 2023 | 2024 | 2025 | 2026 | 2027 | 2028 | 2029 | 2030 | 2031 | 2032 | 2033 | 2034 | 2035 | 2036 | 2037 | 2038 | 2039 | 2040 | 2041 | 2042
NSW | Black Coal | 1054735.4558 | 526176.75 | 447676.1589 | 1490320.2566 | 446453 | 446453 | 447676.1589 | 446453 | 375107 | 375107 | 1980606.9901 | 603133.684 | 267115.1 | 267115.1 | 1314574.089 | 267115.1 | 267115.1 | 267115.1 | 267846.9222 | 267115.1 | 267115.1
NSW | Brown Coal | 0 | 0 | 0 | 0 | 0 | 0 | 0 | 0 | 0 | 0 | 0 | 0 | 0 | 0 | 0 | 0 | 0 | 0 | 0 | 0 | 0
NSW | CCGT | 4694.8 | 4694.8 | 4707.6625 | 4694.8 | 4694.8 | 4694.8 | 4707.6625 | 4694.8 | 4694.8 | 4694.8 | 4707.6625 | 4694.8 | 4694.8 | 4694.8 | 4707.6625 | 4694.8 | 4694.8 | 4694.8 | 4707.6625 | 4694.8 | 4694.8
NSW | Peaking Gas+Liquids | 23071.8361 | 23071.8361 | 23135.0466 | 23071.8361 | 23071.8361 | 23071.8361 | 23135.0466 | 23071.8361 | 23071.8361 | 23071.8361 | 23135.0466 | 28006.1206 | 28006.1206 | 28730.6904 | 28050.832 | 27974.1904 | 28673.9113 | 30197.674 | 31472.977 | 31386.9853 | 35988.6698
NSW | Hydro | 135226.3 | 135226.3 | 135596.783 | 135226.3 | 135226.3 | 135226.3 | 135596.783 | 135226.3 | 135226.3 | 135226.3 | 135596.783 | 135226.3 | 135226.3 | 135226.3 | 135596.783 | 135226.3 | 135226.3 | 135226.3 | 135596.783 | 135226.3 | 135226.3
NSW | Dispatchable Storage | 14203.2 | 14203.2 | 14242.1129 | 26651.2912 | 51445.44 | 51445.44 | 51586.3864 | 51445.44 | 51445.44 | 51445.44 | 51586.3864 | 55813.2862 | 59316.6108 | 61313.2422 | 61481.2237 | 61313.2422 | 61313.2422 | 61313.2422 | 61481.2237 | 61313.2422 | 61313.2422
NSW | Wind | 75120.0572 | 84505.7581 | 84737.2807 | 84505.7581 | 84505.7581 | 84505.7581 | 84737.2807 | 84505.7581 | 84505.7581 | 84505.7581 | 84737.2807 | 84505.7581 | 84505.7581 | 84505.7581 | 84737.2807 | 82375.1281 | 799117.1194 | 81041.8748 | 81263.9073 | 492941.0045 | 82863.1528
NSW | Solar | 47972.3469 | 54621.5244 | 54771.1724 | 54621.5244 | 54621.5244 | 54621.5244 | 54771.1724 | 54621.5244 | 54621.5244 | 54621.5244 | 54771.1724 | 60664.8846 | 60664.8846 | 60664.8846 | 62431.2302 | 64979.0592 | 83446.4175 | 197029.6756 | 67716.8767 | 67531.8579 | 67531.8579
Total |  | 1355023.9959 | 842500.1686 | 764866.217 | 1819091.7664 | 800018.6586 | 800018.6586 | 802210.4905 | 800018.6586 | 728672.6586 | 728672.6586 | 2335141.3217 | 972044.8335 | 639529.574 | 642250.7753 | 1691579.1012 | 643677.82 | 1379586.8904 | 776618.6666 | 650086.3524 | 1060209.2899 | 654733.1227
Region | Technology | 2022 | 2023 | 2024 | 2025 | 2026 | 2027 | 2028 | 2029 | 2030 | 2031 | 2032 | 2033 | 2034 | 2035 | 2036 | 2037 | 2038 | 2039 | 2040 | 2041 | 2042
QLD | Black Coal | 722654.5478 | 439210.3 | 440413.6159 | 1079245.6982 | 995431.5389 | 1144011.185 | 440413.6159 | 401375.3 | 401375.3 | 1045982.3797 | 686695.7657 | 401375.3 | 401375.3 | 401375.3 | 1280584.6422 | 438866.5483 | 752342.4819 | 335064.1656 | 335982.1496 | 979671.2453 | 335064.1656
QLD | Brown Coal | 0 | 0 | 0 | 0 | 0 | 0 | 0 | 0 | 0 | 0 | 0 | 0 | 0 | 0 | 0 | 0 | 0 | 0 | 0 | 0 | 0
QLD | CCGT | 17038.923 | 17038.923 | 17085.605 | 17038.923 | 17038.923 | 17038.923 | 17085.605 | 12930.973 | 12930.973 | 12930.973 | 12966.4003 | 12930.973 | 12930.973 | 12930.973 | 12966.4003 | 12930.973 | 12930.973 | 12930.973 | 11432.1303 | 11400.895 | 11400.895
QLD | Peaking Gas+Liquids | 28890.735 | 28890.735 | 28969.8877 | 28890.735 | 28890.735 | 28890.735 | 28969.8877 | 28890.735 | 28890.735 | 28890.735 | 28969.8877 | 28890.735 | 24472.775 | 22702.565 | 22764.7638 | 22702.565 | 22702.565 | 22702.565 | 22764.7638 | 22702.565 | 22702.565
QLD | Hydro | 9019.032 | 9019.032 | 9043.7417 | 9019.032 | 9019.032 | 9019.032 | 9043.7417 | 9019.032 | 9019.032 | 9019.032 | 9043.7417 | 9019.032 | 9019.032 | 9019.032 | 9043.7417 | 9019.032 | 3905.88 | 3905.88 | 3916.581 | 3905.88 | 3905.88
QLD | Dispatchable Storage | 33732.6 | 33906.582 | 33999.4767 | 33906.582 | 33906.582 | 33906.582 | 33999.4767 | 33906.582 | 33906.582 | 33906.582 | 33999.4767 | 33906.582 | 33906.582 | 33906.582 | 33999.4767 | 33906.582 | 33906.582 | 33906.582 | 33999.4767 | 33906.582 | 33906.582
QLD | Wind | 31002.1786 | 50577.8286 | 50716.398 | 50577.8286 | 50577.8286 | 50577.8286 | 50716.398 | 50577.8286 | 50577.8286 | 50577.8286 | 50716.398 | 50577.8286 | 50577.8286 | 50577.8286 | 50716.398 | 50577.8286 | 50577.8286 | 50577.8286 | 62405.8584 | 73549.8888 | 74068.6086
QLD | Solar | 51485.1863 | 57920.9153 | 58079.6027 | 57920.9153 | 57920.9153 | 57920.9153 | 58079.6027 | 57920.9153 | 57920.9153 | 57920.9153 | 58079.6027 | 57920.9153 | 57920.9153 | 57920.9153 | 157872.7584 | 57920.9153 | 98796.3132 | 57920.9153 | 58079.6027 | 57920.9153 | 57920.9153
Total |  | 893823.2026 | 636564.3158 | 638308.3277 | 1276599.7141 | 1192785.5548 | 1341365.2008 | 638308.3277 | 594621.3658 | 594621.3658 | 1239228.4455 | 880471.2728 | 594621.3658 | 590203.4058 | 588433.1958 | 1567948.1812 | 625924.4441 | 975162.6237 | 517008.9094 | 528580.5627 | 1183057.9713 | 538969.6114
Region | Technology | 2022 | 2023 | 2024 | 2025 | 2026 | 2027 | 2028 | 2029 | 2030 | 2031 | 2032 | 2033 | 2034 | 2035 | 2036 | 2037 | 2038 | 2039 | 2040 | 2041 | 2042
VIC | Black Coal | 0 | 0 | 0 | 0 | 0 | 0 | 0 | 0 | 0 | 0 | 0 | 0 | 0 | 0 | 0 | 0 | 0 | 0 | 0 | 0 | 0
VIC | Brown Coal | 685241 | 685241 | 687118.3726 | 685241 | 685241 | 1127170.2035 | 1531376.416 | 685241 | 631467 | 577693 | 521502.8712 | 462463 | 462463 | 462463 | 463730.0219 | 904392.2035 | 1304414.3274 | 462463 | 463730.0219 | 462463 | 462463
VIC | CCGT | 23940 | 23940 | 24005.589 | 23940 | 23940 | 23940 | 24005.589 | 23940 | 23940 | 23940 | 24005.589 | 23940 | 23940 | 23940 | 24005.589 | 23940 | 23940 | 23940 | 0 | 0 | 0
VIC | Peaking Gas+Liquids | 28747 | 28747 | 28825.7589 | 28747 | 28747 | 28747 | 28825.7589 | 28747 | 28747 | 28747 | 28825.7589 | 28747 | 26174.9 | 26174.9 | 26246.6121 | 26174.9 | 26174.9 | 26174.9 | 21100.8132 | 21043.1607 | 21043.1607
VIC | Hydro | 130551.08 | 130551.08 | 130908.7542 | 130551.08 | 130551.08 | 130551.08 | 130908.7542 | 130551.08 | 130551.08 | 130551.08 | 130908.7542 | 130551.08 | 130551.08 | 130551.08 | 130908.7542 | 130551.08 | 130551.08 | 130551.08 | 130908.7542 | 130551.08 | 130551.08
VIC | Dispatchable Storage | 609.75 | 609.75 | 611.4205 | 609.75 | 609.75 | 609.75 | 611.4205 | 609.75 | 609.75 | 609.75 | 611.4205 | 609.75 | 162.6 | 1761.715 | 1766.5416 | 1761.715 | 1761.715 | 2653.2469 | 7693.014 | 7671.9949 | 8288.2294
VIC | Wind | 182213.7686 | 195788.8781 | 196325.286 | 200904.1601 | 212612.9601 | 224321.7601 | 237019.5552 | 248378.8129 | 260438.8769 | 260438.8769 | 261152.4081 | 260438.8769 | 258033.3269 | 258033.3269 | 258740.2675 | 258033.3269 | 254954.2229 | 924868.2232 | 246831.1851 | 232946.8769 | 232946.8769
VIC | Solar | 25184.0611 | 25184.0611 | 25253.0585 | 28206.0811 | 29717.0911 | 31228.1011 | 32828.8073 | 34250.1211 | 35761.1311 | 35761.1311 | 35859.1068 | 35761.1311 | 35761.1311 | 35761.1311 | 35859.1068 | 35761.1311 | 35761.1311 | 35761.1311 | 35859.1068 | 35761.1311 | 35761.1311
Total |  | 1076486.6597 | 1090061.7692 | 1093048.2398 | 1098199.0712 | 1111418.8812 | 1566567.8948 | 1985576.3012 | 1151717.764 | 1111514.838 | 1057740.838 | 1002865.9088 | 942510.838 | 937086.038 | 938685.153 | 941256.8931 | 1380614.3565 | 1777557.3764 | 1606411.5812 | 906122.8952 | 890437.2436 | 891053.4781
Region | Technology | 2022 | 2023 | 2024 | 2025 | 2026 | 2027 | 2028 | 2029 | 2030 | 2031 | 2032 | 2033 | 2034 | 2035 | 2036 | 2037 | 2038 | 2039 | 2040 | 2041 | 2042
SA | Black Coal | 0 | 0 | 0 | 0 | 0 | 0 | 0 | 0 | 0 | 0 | 0 | 0 | 0 | 0 | 0 | 0 | 0 | 0 | 0 | 0 | 0
SA | Brown Coal | 0 | 0 | 0 | 0 | 0 | 0 | 0 | 0 | 0 | 0 | 0 | 0 | 0 | 0 | 0 | 0 | 0 | 0 | 0 | 0 | 0
SA | CCGT | 53047.0947 | 45869.03 | 44068.8367 | 43948.43 | 43948.43 | 43948.43 | 44068.8367 | 43948.43 | 43948.43 | 43948.43 | 44068.8367 | 43948.43 | 43948.43 | 43948.43 | 5659.8942 | 5644.43 | 0 | 0 | 0 | 0 | 0
SA | Peaking Gas+Liquids | 19184.7562 | 19184.7562 | 19237.3172 | 19184.7562 | 19184.7562 | 19184.7562 | 19237.3172 | 19184.7562 | 19184.7562 | 13397.5312 | 13434.2368 | 9851.967 | 9851.967 | 9851.967 | 11068.6761 | 11038.4338 | 12229.24 | 12229.24 | 13344.7501 | 13308.2891 | 13308.2891
SA | Hydro | 0 | 0 | 0 | 0 | 0 | 0 | 0 | 0 | 0 | 0 | 0 | 0 | 0 | 0 | 0 | 0 | 0 | 0 | 0 | 0 | 0
SA | Dispatchable Storage | 1747.95 | 1747.95 | 1752.7389 | 1747.95 | 1747.95 | 1747.95 | 1752.7389 | 1747.95 | 1747.95 | 3251.0515 | 6476.8166 | 10045.3826 | 10045.3826 | 10058.6565 | 15384.0619 | 15342.0289 | 16132.2437 | 17396.39 | 17444.0514 | 17396.39 | 17396.39
SA | Wind | 98041.5122 | 98041.5122 | 98310.1191 | 98041.5122 | 98041.5122 | 98041.5122 | 98310.1191 | 98041.5122 | 93883.3472 | 91775.6272 | 92027.0673 | 91775.6272 | 81411.1432 | 81411.1432 | 74655.0608 | 281272.7475 | 65814.0152 | 319532.8594 | 489705.5669 | 61429.0412 | 61429.0412
SA | Solar | 9869.58 | 9869.58 | 9896.6199 | 9869.58 | 9869.58 | 9869.58 | 9896.6199 | 9869.58 | 9869.58 | 9869.58 | 9896.6199 | 9869.58 | 9869.58 | 9869.58 | 14354.4278 | 14315.2081 | 29410.02 | 29410.02 | 30307.7466 | 30224.9385 | 30224.9385
Total |  | 181890.8931 | 174712.8284 | 173265.6318 | 172792.2284 | 172792.2284 | 172792.2284 | 173265.6318 | 172792.2284 | 168634.0634 | 162242.22 | 165903.5772 | 165490.9868 | 155126.5028 | 155139.7767 | 121122.1208 | 327612.8484 | 123585.5189 | 378568.5093 | 550802.1149 | 122358.6588 | 122358.6588
Region | Technology | 2022 | 2023 | 2024 | 2025 | 2026 | 2027 | 2028 | 2029 | 2030 | 2031 | 2032 | 2033 | 2034 | 2035 | 2036 | 2037 | 2038 | 2039 | 2040 | 2041 | 2042
TAS | Black Coal | 0 | 0 | 0 | 0 | 0 | 0 | 0 | 0 | 0 | 0 | 0 | 0 | 0 | 0 | 0 | 0 | 0 | 0 | 0 | 0 | 0
TAS | Brown Coal | 0 | 0 | 0 | 0 | 0 | 0 | 0 | 0 | 0 | 0 | 0 | 0 | 0 | 0 | 0 | 0 | 0 | 0 | 0 | 0 | 0
TAS | CCGT | 0 | 0 | 0 | 0 | 0 | 0 | 0 | 0 | 0 | 0 | 0 | 0 | 0 | 0 | 0 | 0 | 0 | 0 | 0 | 0 | 0
TAS | Peaking Gas+Liquids | 2693.14 | 2693.14 | 2700.5185 | 2693.14 | 2693.14 | 2693.14 | 2700.5185 | 2693.14 | 2693.14 | 2693.14 | 2700.5185 | 2693.14 | 2693.14 | 2693.14 | 2700.5185 | 2693.14 | 2693.14 | 2693.14 | 2700.5185 | 877.54 | 877.54
TAS | Hydro | 133930.258 | 133930.258 | 134297.1902 | 133930.258 | 133930.258 | 133930.258 | 134297.1902 | 133930.258 | 133930.258 | 133930.258 | 134297.1902 | 133930.258 | 133930.258 | 133930.258 | 134297.1902 | 133930.258 | 133930.258 | 133930.258 | 134297.1902 | 133930.258 | 133930.258
TAS | VPP Battery | 0 | 0 | 0 | 0 | 0 | 0 | 0 | 0 | 0 | 0 | 0 | 0 | 0 | 0 | 0 | 0 | 0 | 0 | 0 | 0 | 0
TAS | Wind | 26252.569 | 26252.569 | 26324.4938 | 26252.569 | 26252.569 | 26252.569 | 26324.4938 | 26252.569 | 26252.569 | 26252.569 | 26324.4938 | 26252.569 | 26252.569 | 26252.569 | 26324.4938 | 26252.569 | 26252.569 | 26252.569 | 26324.4938 | 26252.569 | 26252.569
TAS | Solar | 0 | 0 | 0 | 0 | 0 | 0 | 0 | 0 | 0 | 0 | 0 | 0 | 0 | 0 | 0 | 0 | 0 | 0 | 0 | 0 | 0
Total |  | 162875.967 | 162875.967 | 163322.2025 | 162875.967 | 162875.967 | 162875.967 | 163322.2025 | 162875.967 | 162875.967 | 162875.967 | 163322.2025 | 162875.967 | 162875.967 | 162875.967 | 163322.2025 | 162875.967 | 162875.967 | 162875.967 | 163322.2025 | 161060.367 | 161060.367

## FOMCost_2
FOM cost by technology ($000s) - Slow Change (DP6)
Real June 2019 dollars. Years are financial year ending. Some rounding errors may be present.
Region | Technology | 2022 | 2023 | 2024 | 2025 | 2026 | 2027 | 2028 | 2029 | 2030 | 2031 | 2032 | 2033 | 2034 | 2035 | 2036 | 2037 | 2038 | 2039 | 2040 | 2041 | 2042
NEM | Black Coal | 1770652.2638 | 965387.05 | 888089.7748 | 2569565.9549 | 1441884.5389 | 1590464.185 | 888089.7748 | 847828.3 | 776482.3 | 1421089.3797 | 2667302.7558 | 620818.3 | 620818.3 | 620818.3 | 2380219.2596 | 826963.7159 | 998401.769 | 560282.3 | 561817.32 | 1204889.3797 | 560282.3
NEM | Brown Coal | 685241 | 685241 | 687118.3726 | 685241 | 685241 | 1127170.2035 | 1531376.416 | 685241 | 631467 | 577693 | 521502.8712 | 462463 | 462463 | 462463 | 463730.0219 | 904392.2035 | 1304414.3274 | 462463 | 463730.0219 | 462463 | 462463
NEM | CCGT | 98720.8177 | 91542.753 | 89867.6931 | 89622.153 | 89622.153 | 89622.153 | 89867.6931 | 85514.203 | 85514.203 | 85514.203 | 85748.4885 | 85514.203 | 85514.203 | 85514.203 | 47339.546 | 47210.203 | 41565.773 | 41565.773 | 16139.7928 | 16095.695 | 16095.695
NEM | Peaking Gas+Liquids | 102587.4673 | 102587.4673 | 102868.5289 | 102587.4673 | 102587.4673 | 102587.4673 | 102868.5289 | 102587.4673 | 102587.4673 | 96800.2423 | 97065.4485 | 93254.6781 | 86264.6181 | 84494.4081 | 82753.6109 | 82728.6686 | 83041.3205 | 83041.3205 | 76593.3921 | 74568.5205 | 75927.1367
NEM | Hydro | 408726.67 | 408726.67 | 409846.4691 | 408726.67 | 408726.67 | 408726.67 | 409846.4691 | 408726.67 | 408726.67 | 408726.67 | 409846.4691 | 408726.67 | 408726.67 | 408726.67 | 409846.4691 | 408726.67 | 403613.518 | 403613.518 | 404719.3085 | 403613.518 | 403613.518
NEM | Dispatchable Storage | 50293.5 | 50467.482 | 50605.7491 | 62915.5732 | 87709.722 | 87709.722 | 87950.0226 | 87709.722 | 87709.722 | 87465.822 | 87705.4544 | 89418.587 | 88971.437 | 90581.682 | 94135.5461 | 95880.4165 | 105670.8808 | 110104.0531 | 110405.7081 | 110104.0531 | 130025.987
NEM | Wind | 412630.0856 | 455166.546 | 456413.5776 | 460435.2865 | 472255.1737 | 484315.2377 | 497425.7151 | 508014.3123 | 515589.5115 | 513481.7915 | 514888.5909 | 513481.7915 | 500711.7575 | 500711.7575 | 500736.6102 | 485562.9114 | 478821.0644 | 450916.6844 | 428320.1239 | 426456.8379 | 424243.7319
NEM | Solar | 134511.1742 | 147596.0807 | 148000.4535 | 150676.7807 | 152217.1307 | 153751.6127 | 155687.9998 | 156773.6327 | 158284.6427 | 158284.6427 | 158718.2993 | 158284.6427 | 158284.6427 | 158284.6427 | 156676.0795 | 165745.0279 | 186292.665 | 182368.332 | 191269.2762 | 215630.3547 | 218697.1182
Total |  | 3663362.9786 | 2906715.049 | 2832810.6188 | 4529770.8856 | 3440243.8557 | 4044347.2513 | 3763112.6194 | 2882395.3074 | 2766361.5165 | 3349055.7512 | 4542778.3777 | 2431961.8723 | 2411754.6283 | 2411594.6633 | 4135437.1433 | 3017209.8168 | 3601821.3182 | 2294354.9811 | 2252994.9434 | 2913821.3589 | 2291348.4868
Region | Technology | 2022 | 2023 | 2024 | 2025 | 2026 | 2027 | 2028 | 2029 | 2030 | 2031 | 2032 | 2033 | 2034 | 2035 | 2036 | 2037 | 2038 | 2039 | 2040 | 2041 | 2042
NSW | Black Coal | 1047997.716 | 526176.75 | 447676.1589 | 1490320.2566 | 446453 | 446453 | 447676.1589 | 446453 | 375107 | 375107 | 1980606.9901 | 219443 | 219443 | 219443 | 1266771.3806 | 219443 | 219443 | 219443 | 220044.2137 | 219443 | 219443
NSW | Brown Coal | 0 | 0 | 0 | 0 | 0 | 0 | 0 | 0 | 0 | 0 | 0 | 0 | 0 | 0 | 0 | 0 | 0 | 0 | 0 | 0 | 0
NSW | CCGT | 4694.8 | 4694.8 | 4707.6625 | 4694.8 | 4694.8 | 4694.8 | 4707.6625 | 4694.8 | 4694.8 | 4694.8 | 4707.6625 | 4694.8 | 4694.8 | 4694.8 | 4707.6625 | 4694.8 | 4694.8 | 4694.8 | 4707.6625 | 4694.8 | 4694.8
NSW | Peaking Gas+Liquids | 23071.8361 | 23071.8361 | 23135.0466 | 23071.8361 | 23071.8361 | 23071.8361 | 23135.0466 | 23071.8361 | 23071.8361 | 23071.8361 | 23135.0466 | 23071.8361 | 23071.8361 | 23071.8361 | 22376.474 | 22315.3361 | 22315.3361 | 22315.3361 | 22376.474 | 22315.3361 | 22315.3361
NSW | Hydro | 135226.3 | 135226.3 | 135596.783 | 135226.3 | 135226.3 | 135226.3 | 135596.783 | 135226.3 | 135226.3 | 135226.3 | 135596.783 | 135226.3 | 135226.3 | 135226.3 | 135596.783 | 135226.3 | 135226.3 | 135226.3 | 135596.783 | 135226.3 | 135226.3
NSW | Dispatchable Storage | 14203.2 | 14203.2 | 14242.1129 | 26651.2912 | 51445.44 | 51445.44 | 51586.3864 | 51445.44 | 51445.44 | 51445.44 | 51586.3864 | 51445.44 | 51445.44 | 51445.44 | 51586.3864 | 51445.44 | 51445.44 | 51445.44 | 51586.3864 | 51445.44 | 51445.44
NSW | Wind | 75120.0572 | 84505.7581 | 84737.2807 | 84505.7581 | 84505.7581 | 84505.7581 | 84737.2807 | 84505.7581 | 84505.7581 | 84505.7581 | 84737.2807 | 84505.7581 | 84505.7581 | 84505.7581 | 84737.2807 | 82375.1281 | 62100.6945 | 60726.0945 | 60892.4674 | 44207.9845 | 41994.8785
NSW | Solar | 47972.3469 | 54621.5244 | 54771.1724 | 54621.5244 | 54621.5244 | 54621.5244 | 54771.1724 | 54621.5244 | 54621.5244 | 54621.5244 | 54771.1724 | 54621.5244 | 54621.5244 | 54621.5244 | 54771.1724 | 54621.5244 | 56363.6407 | 52439.3077 | 60984.2819 | 85701.3304 | 88768.0939
Total |  | 1348286.2562 | 842500.1686 | 764866.217 | 1819091.7664 | 800018.6586 | 800018.6586 | 802210.4905 | 800018.6586 | 728672.6586 | 728672.6586 | 2335141.3217 | 573008.6586 | 573008.6586 | 573008.6586 | 1620547.1396 | 570121.5286 | 551589.2113 | 546290.2783 | 556188.2689 | 563034.191 | 563887.8485
Region | Technology | 2022 | 2023 | 2024 | 2025 | 2026 | 2027 | 2028 | 2029 | 2030 | 2031 | 2032 | 2033 | 2034 | 2035 | 2036 | 2037 | 2038 | 2039 | 2040 | 2041 | 2042
QLD | Black Coal | 722654.5478 | 439210.3 | 440413.6159 | 1079245.6982 | 995431.5389 | 1144011.185 | 440413.6159 | 401375.3 | 401375.3 | 1045982.3797 | 686695.7657 | 401375.3 | 401375.3 | 401375.3 | 1113447.879 | 607520.7159 | 778958.769 | 340839.3 | 341773.1063 | 985446.3797 | 340839.3
QLD | Brown Coal | 0 | 0 | 0 | 0 | 0 | 0 | 0 | 0 | 0 | 0 | 0 | 0 | 0 | 0 | 0 | 0 | 0 | 0 | 0 | 0 | 0
QLD | CCGT | 17038.923 | 17038.923 | 17085.605 | 17038.923 | 17038.923 | 17038.923 | 17085.605 | 12930.973 | 12930.973 | 12930.973 | 12966.4003 | 12930.973 | 12930.973 | 12930.973 | 12966.4003 | 12930.973 | 12930.973 | 12930.973 | 11432.1303 | 11400.895 | 11400.895
QLD | Peaking Gas+Liquids | 28890.735 | 28890.735 | 28969.8877 | 28890.735 | 28890.735 | 28890.735 | 28969.8877 | 28890.735 | 28890.735 | 28890.735 | 28969.8877 | 28890.735 | 24472.775 | 22702.565 | 22764.7638 | 22702.565 | 22702.565 | 22702.565 | 22764.7638 | 22702.565 | 22702.565
QLD | Hydro | 9019.032 | 9019.032 | 9043.7417 | 9019.032 | 9019.032 | 9019.032 | 9043.7417 | 9019.032 | 9019.032 | 9019.032 | 9043.7417 | 9019.032 | 9019.032 | 9019.032 | 9043.7417 | 9019.032 | 3905.88 | 3905.88 | 3916.581 | 3905.88 | 3905.88
QLD | Dispatchable Storage | 33732.6 | 33906.582 | 33999.4767 | 33906.582 | 33906.582 | 33906.582 | 33999.4767 | 33906.582 | 33906.582 | 33906.582 | 33999.4767 | 33906.582 | 33906.582 | 33906.582 | 33999.4767 | 33906.582 | 33906.582 | 38339.7543 | 38444.7948 | 38339.7543 | 38339.7543
QLD | Wind | 31002.1786 | 50577.8286 | 50716.398 | 50577.8286 | 50577.8286 | 50577.8286 | 50716.398 | 50577.8286 | 50577.8286 | 50577.8286 | 50716.398 | 50577.8286 | 50577.8286 | 50577.8286 | 56348.5643 | 56194.6065 | 75830.4171 | 75830.4171 | 76038.1716 | 103141.5901 | 103141.5901
QLD | Solar | 51485.1863 | 57920.9153 | 58079.6027 | 57920.9153 | 57920.9153 | 57920.9153 | 58079.6027 | 57920.9153 | 57920.9153 | 57920.9153 | 58079.6027 | 57920.9153 | 57920.9153 | 57920.9153 | 54911.6371 | 54761.6053 | 53456.1053 | 53456.1053 | 53602.5604 | 53456.1053 | 53456.1053
Total |  | 893823.2026 | 636564.3158 | 638308.3277 | 1276599.7141 | 1192785.5548 | 1341365.2008 | 638308.3277 | 594621.3658 | 594621.3658 | 1239228.4455 | 880471.2728 | 594621.3658 | 590203.4058 | 588433.1958 | 1303482.4629 | 797036.0797 | 981691.2914 | 548004.9947 | 547972.1082 | 1218393.1693 | 573786.0897
Region | Technology | 2022 | 2023 | 2024 | 2025 | 2026 | 2027 | 2028 | 2029 | 2030 | 2031 | 2032 | 2033 | 2034 | 2035 | 2036 | 2037 | 2038 | 2039 | 2040 | 2041 | 2042
VIC | Black Coal | 0 | 0 | 0 | 0 | 0 | 0 | 0 | 0 | 0 | 0 | 0 | 0 | 0 | 0 | 0 | 0 | 0 | 0 | 0 | 0 | 0
VIC | Brown Coal | 685241 | 685241 | 687118.3726 | 685241 | 685241 | 1127170.2035 | 1531376.416 | 685241 | 631467 | 577693 | 521502.8712 | 462463 | 462463 | 462463 | 463730.0219 | 904392.2035 | 1304414.3274 | 462463 | 463730.0219 | 462463 | 462463
VIC | CCGT | 23940 | 23940 | 24005.589 | 23940 | 23940 | 23940 | 24005.589 | 23940 | 23940 | 23940 | 24005.589 | 23940 | 23940 | 23940 | 24005.589 | 23940 | 23940 | 23940 | 0 | 0 | 0
VIC | Peaking Gas+Liquids | 28747 | 28747 | 28825.7589 | 28747 | 28747 | 28747 | 28825.7589 | 28747 | 28747 | 28747 | 28825.7589 | 28747 | 26174.9 | 26174.9 | 26246.6121 | 26174.9 | 26174.9 | 26174.9 | 19571.1732 | 19517.7 | 19517.7
VIC | Hydro | 130551.08 | 130551.08 | 130908.7542 | 130551.08 | 130551.08 | 130551.08 | 130908.7542 | 130551.08 | 130551.08 | 130551.08 | 130908.7542 | 130551.08 | 130551.08 | 130551.08 | 130908.7542 | 130551.08 | 130551.08 | 130551.08 | 130908.7542 | 130551.08 | 130551.08
VIC | Dispatchable Storage | 609.75 | 609.75 | 611.4205 | 609.75 | 609.75 | 609.75 | 611.4205 | 609.75 | 609.75 | 609.75 | 611.4205 | 2562.515 | 2115.365 | 3928.86 | 3939.624 | 3928.86 | 3928.86 | 3928.86 | 3939.624 | 3928.86 | 18972.3307
VIC | Wind | 182213.7686 | 195788.8781 | 196325.286 | 201057.6186 | 212877.5058 | 224937.5698 | 237337.4235 | 248636.6445 | 260370.0086 | 260370.0086 | 261083.3511 | 260370.0086 | 257964.4586 | 257964.4586 | 258671.2105 | 257964.4586 | 254885.3546 | 235640.9546 | 227465.0037 | 213633.6086 | 213633.6086
VIC | Solar | 25184.0611 | 25184.0611 | 25253.0585 | 28264.7611 | 29805.1111 | 31339.5931 | 32940.6047 | 34361.6131 | 35872.6231 | 35872.6231 | 35970.9042 | 35872.6231 | 35872.6231 | 35872.6231 | 35970.9042 | 35872.6231 | 35872.6231 | 35872.6231 | 35970.9042 | 35872.6231 | 35872.6231
Total |  | 1076486.6597 | 1090061.7692 | 1093048.2398 | 1098411.2097 | 1111771.4469 | 1567295.1965 | 1986005.9669 | 1152087.0875 | 1111557.4617 | 1057783.4617 | 1002908.6492 | 944506.2266 | 939081.4266 | 940894.9217 | 943472.716 | 1382824.1252 | 1779767.1451 | 918571.4177 | 881585.4812 | 865966.8717 | 881010.3424
Region | Technology | 2022 | 2023 | 2024 | 2025 | 2026 | 2027 | 2028 | 2029 | 2030 | 2031 | 2032 | 2033 | 2034 | 2035 | 2036 | 2037 | 2038 | 2039 | 2040 | 2041 | 2042
SA | Black Coal | 0 | 0 | 0 | 0 | 0 | 0 | 0 | 0 | 0 | 0 | 0 | 0 | 0 | 0 | 0 | 0 | 0 | 0 | 0 | 0 | 0
SA | Brown Coal | 0 | 0 | 0 | 0 | 0 | 0 | 0 | 0 | 0 | 0 | 0 | 0 | 0 | 0 | 0 | 0 | 0 | 0 | 0 | 0 | 0
SA | CCGT | 53047.0947 | 45869.03 | 44068.8367 | 43948.43 | 43948.43 | 43948.43 | 44068.8367 | 43948.43 | 43948.43 | 43948.43 | 44068.8367 | 43948.43 | 43948.43 | 43948.43 | 5659.8942 | 5644.43 | 0 | 0 | 0 | 0 | 0
SA | Peaking Gas+Liquids | 19184.7562 | 19184.7562 | 19237.3172 | 19184.7562 | 19184.7562 | 19184.7562 | 19237.3172 | 19184.7562 | 19184.7562 | 13397.5312 | 13434.2368 | 9851.967 | 9851.967 | 9851.967 | 8665.2426 | 8842.7275 | 9155.3794 | 9155.3794 | 9180.4627 | 9155.3794 | 10513.9956
SA | Hydro | 0 | 0 | 0 | 0 | 0 | 0 | 0 | 0 | 0 | 0 | 0 | 0 | 0 | 0 | 0 | 0 | 0 | 0 | 0 | 0 | 0
SA | Dispatchable Storage | 1747.95 | 1747.95 | 1752.7389 | 1747.95 | 1747.95 | 1747.95 | 1752.7389 | 1747.95 | 1747.95 | 1504.05 | 1508.1707 | 1504.05 | 1504.05 | 1300.8 | 4610.0589 | 6599.5344 | 16389.9988 | 16389.9988 | 16434.9029 | 16389.9988 | 21268.4619
SA | Wind | 98041.5122 | 98041.5122 | 98310.1191 | 98041.5122 | 98041.5122 | 98041.5122 | 98310.1191 | 98041.5122 | 93883.3472 | 91775.6272 | 92027.0673 | 91775.6272 | 81411.1432 | 81411.1432 | 74655.0608 | 62776.1492 | 59752.0292 | 52466.6492 | 37599.9874 | 39221.0857 | 39221.0857
SA | Solar | 9869.58 | 9869.58 | 9896.6199 | 9869.58 | 9869.58 | 9869.58 | 9896.6199 | 9869.58 | 9869.58 | 9869.58 | 9896.6199 | 9869.58 | 9869.58 | 9869.58 | 11022.3658 | 20489.2752 | 40600.296 | 40600.296 | 40711.5297 | 40600.296 | 40600.296
Total |  | 181890.8931 | 174712.8284 | 173265.6318 | 172792.2284 | 172792.2284 | 172792.2284 | 173265.6318 | 172792.2284 | 168634.0634 | 160495.2184 | 160934.9314 | 156949.6542 | 146585.1702 | 146381.9202 | 104612.6222 | 104352.1163 | 125897.7034 | 118612.3234 | 103926.8826 | 105366.7599 | 111603.8392
Region | Technology | 2022 | 2023 | 2024 | 2025 | 2026 | 2027 | 2028 | 2029 | 2030 | 2031 | 2032 | 2033 | 2034 | 2035 | 2036 | 2037 | 2038 | 2039 | 2040 | 2041 | 2042
TAS | Black Coal | 0 | 0 | 0 | 0 | 0 | 0 | 0 | 0 | 0 | 0 | 0 | 0 | 0 | 0 | 0 | 0 | 0 | 0 | 0 | 0 | 0
TAS | Brown Coal | 0 | 0 | 0 | 0 | 0 | 0 | 0 | 0 | 0 | 0 | 0 | 0 | 0 | 0 | 0 | 0 | 0 | 0 | 0 | 0 | 0
TAS | CCGT | 0 | 0 | 0 | 0 | 0 | 0 | 0 | 0 | 0 | 0 | 0 | 0 | 0 | 0 | 0 | 0 | 0 | 0 | 0 | 0 | 0
TAS | Peaking Gas+Liquids | 2693.14 | 2693.14 | 2700.5185 | 2693.14 | 2693.14 | 2693.14 | 2700.5185 | 2693.14 | 2693.14 | 2693.14 | 2700.5185 | 2693.14 | 2693.14 | 2693.14 | 2700.5185 | 2693.14 | 2693.14 | 2693.14 | 2700.5185 | 877.54 | 877.54
TAS | Hydro | 133930.258 | 133930.258 | 134297.1902 | 133930.258 | 133930.258 | 133930.258 | 134297.1902 | 133930.258 | 133930.258 | 133930.258 | 134297.1902 | 133930.258 | 133930.258 | 133930.258 | 134297.1902 | 133930.258 | 133930.258 | 133930.258 | 134297.1902 | 133930.258 | 133930.258
TAS | VPP Battery | 0 | 0 | 0 | 0 | 0 | 0 | 0 | 0 | 0 | 0 | 0 | 0 | 0 | 0 | 0 | 0 | 0 | 0 | 0 | 0 | 0
TAS | Wind | 26252.569 | 26252.569 | 26324.4938 | 26252.569 | 26252.569 | 26252.569 | 26324.4938 | 26252.569 | 26252.569 | 26252.569 | 26324.4938 | 26252.569 | 26252.569 | 26252.569 | 26324.4938 | 26252.569 | 26252.569 | 26252.569 | 26324.4938 | 26252.569 | 26252.569
TAS | Solar | 0 | 0 | 0 | 0 | 0 | 0 | 0 | 0 | 0 | 0 | 0 | 0 | 0 | 0 | 0 | 0 | 0 | 0 | 0 | 0 | 0
Total |  | 162875.967 | 162875.967 | 163322.2025 | 162875.967 | 162875.967 | 162875.967 | 163322.2025 | 162875.967 | 162875.967 | 162875.967 | 163322.2025 | 162875.967 | 162875.967 | 162875.967 | 163322.2025 | 162875.967 | 162875.967 | 162875.967 | 163322.2025 | 161060.367 | 161060.367

## FuelCost_1
Fuel cost by technology ($000s) - Slow Change (Counterfactual)
Real June 2019 dollars. Years are financial year ending. Some rounding errors may be present.
Region | Technology | 2022 | 2023 | 2024 | 2025 | 2026 | 2027 | 2028 | 2029 | 2030 | 2031 | 2032 | 2033 | 2034 | 2035 | 2036 | 2037 | 2038 | 2039 | 2040 | 2041 | 2042
NEM | Black Coal | 1837475.5434 | 1725606.1881 | 1826670.5857 | 1771081.3859 | 1757194.3363 | 1752556.1 | 1863447.3276 | 1831696.4996 | 1399290.0667 | 1453639.2633 | 1457577.1111 | 1517388.9992 | 1569826.3 | 1535176.8487 | 1594996.1631 | 1579347.1552 | 1591861.3909 | 1603840.5197 | 1568344.2431 | 1544238.6621 | 1341152.8258
NEM | Brown Coal | 229711.7731 | 260897.0978 | 259859.2137 | 231175.4499 | 218503.4271 | 206741.0873 | 240520.0926 | 196644.9237 | 184732.3152 | 202337.6575 | 163661.4722 | 169623.9551 | 172360.7586 | 163644.1376 | 162146.3507 | 159055.655 | 172923.7392 | 161938.1918 | 173139.6474 | 179511.918 | 161130.8443
NEM | CCGT | 220814.2227 | 219153.5377 | 215349.9749 | 220487.7707 | 209017.5662 | 203991.2805 | 211872.9255 | 213254.2594 | 205784.3596 | 208367.8278 | 197765.2558 | 205604.7528 | 211579.7823 | 219310.7116 | 132974.5491 | 138595.744 | 347936.861 | 103073.4003 | 92737.2199 | 248711.2484 | 382868.5623
NEM | Peaking Gas+Liquids | 6366.8304 | 5609.5007 | 9934.05 | 12500.0517 | 11806.4868 | 8777.6079 | 10009.6526 | 14169.639 | 10847.8691 | 9369.5774 | 10671.9527 | 16394.0225 | 13466.7326 | 17335.3347 | 23821.0384 | 25672.9403 | 184920.9327 | 76089.3075 | 72682.5481 | 153272.1591 | 222490.4315
NEM | Hydro | 0 | 0 | 0 | 0 | 0 | 0 | 0 | 0 | 0 | 0 | 0 | 0 | 0 | 0 | 0 | 0 | 0 | 0 | 0 | 0 | 0
NEM | Dispatchable Storage | 0 | 0 | 0 | 0 | 0 | 0 | 0 | 0 | 0 | 0 | 0 | 0 | 0 | 0 | 0 | 0 | 0 | 0 | 0 | 0 | 0
NEM | Wind | 0 | 0 | 0 | 0 | 0 | 0 | 0 | 0 | 0 | 0 | 0 | 0 | 0 | 0 | 0 | 0 | 0 | 0 | 0 | 0 | 0
NEM | Solar | 0 | 0 | 0 | 0 | 0 | 0 | 0 | 0 | 0 | 0 | 0 | 0 | 0 | 0 | 0 | 0 | 0 | 0 | 0 | 0 | 0
Total |  | 2294368.3697 | 2211266.3244 | 2311813.8243 | 2235244.6582 | 2196521.8164 | 2172066.0756 | 2325849.9983 | 2255765.3217 | 1800654.6106 | 1873714.326 | 1829675.7919 | 1909011.7297 | 1967233.5736 | 1935467.0326 | 1913938.1015 | 1902671.4944 | 2297642.9237 | 1944941.4193 | 1906903.6585 | 2125733.9876 | 2107642.6638
Region | Technology | 2022 | 2023 | 2024 | 2025 | 2026 | 2027 | 2028 | 2029 | 2030 | 2031 | 2032 | 2033 | 2034 | 2035 | 2036 | 2037 | 2038 | 2039 | 2040 | 2041 | 2042
NSW | Black Coal | 928564.381 | 885190.3536 | 882361.7139 | 833141.7893 | 825971.3412 | 830184.1745 | 948191.1585 | 947448.0416 | 678381.341 | 723958.7645 | 738020.274 | 732628.8057 | 775301.5175 | 747773.0021 | 848195.3785 | 854308.6628 | 852054.3615 | 848997.473 | 845442.8925 | 839522.7069 | 635338.8178
NSW | Brown Coal | 0 | 0 | 0 | 0 | 0 | 0 | 0 | 0 | 0 | 0 | 0 | 0 | 0 | 0 | 0 | 0 | 0 | 0 | 0 | 0 | 0
NSW | CCGT | 2118.4254 | 2118.4254 | 6559.6799 | 4485.4923 | 4485.4923 | 4485.4923 | 4497.7813 | 4485.4923 | 4485.4923 | 4485.4923 | 4497.7813 | 4485.4923 | 4485.4923 | 4485.4923 | 4844.5559 | 5758.0125 | 110940.3567 | 11246.5991 | 9111.268 | 106372.8826 | 216033.9582
NSW | Peaking Gas+Liquids | 864.0449 | 63.048 | 934.7054 | 2139.4749 | 1618.7054 | 1077.8611 | 1120.4991 | 2373.4901 | 1757.0738 | 381.1639 | 1726.184 | 8193.6767 | 4433.7579 | 7239.762 | 6922.2729 | 10179.0935 | 37311.8939 | 13460.9784 | 17528.2703 | 29335.9167 | 84527.641
NSW | Hydro | 0 | 0 | 0 | 0 | 0 | 0 | 0 | 0 | 0 | 0 | 0 | 0 | 0 | 0 | 0 | 0 | 0 | 0 | 0 | 0 | 0
NSW | Dispatchable Storage | 0 | 0 | 0 | 0 | 0 | 0 | 0 | 0 | 0 | 0 | 0 | 0 | 0 | 0 | 0 | 0 | 0 | 0 | 0 | 0 | 0
NSW | Wind | 0 | 0 | 0 | 0 | 0 | 0 | 0 | 0 | 0 | 0 | 0 | 0 | 0 | 0 | 0 | 0 | 0 | 0 | 0 | 0 | 0
NSW | Solar | 0 | 0 | 0 | 0 | 0 | 0 | 0 | 0 | 0 | 0 | 0 | 0 | 0 | 0 | 0 | 0 | 0 | 0 | 0 | 0 | 0
Total |  | 931546.8513 | 887371.827 | 889856.0992 | 839766.7564 | 832075.5389 | 835747.5279 | 953809.439 | 954307.0239 | 684623.9071 | 728825.4207 | 744244.2392 | 745307.9747 | 784220.7677 | 759498.2564 | 859962.2073 | 870245.7688 | 1000306.6121 | 873705.0505 | 872082.4308 | 975231.5062 | 935900.417
Region | Technology | 2022 | 2023 | 2024 | 2025 | 2026 | 2027 | 2028 | 2029 | 2030 | 2031 | 2032 | 2033 | 2034 | 2035 | 2036 | 2037 | 2038 | 2039 | 2040 | 2041 | 2042
QLD | Black Coal | 908911.1624 | 840415.8346 | 944308.8718 | 937939.5966 | 931222.9951 | 922371.9254 | 915256.1691 | 884248.4581 | 720908.7257 | 729680.4988 | 719556.8371 | 784760.1935 | 794524.7826 | 787403.8466 | 746800.7846 | 725038.4923 | 739807.0294 | 754843.0467 | 722901.3506 | 704715.9552 | 705814.0079
QLD | Brown Coal | 0 | 0 | 0 | 0 | 0 | 0 | 0 | 0 | 0 | 0 | 0 | 0 | 0 | 0 | 0 | 0 | 0 | 0 | 0 | 0 | 0
QLD | CCGT | 75058.9418 | 75058.9418 | 86664.5735 | 82763.1246 | 82763.1246 | 82763.1246 | 82989.8729 | 79626.611 | 79626.611 | 79626.611 | 79844.7661 | 79626.611 | 79626.611 | 79626.611 | 80150.6389 | 82219.5561 | 174323.3922 | 86847.4523 | 83625.952 | 142338.3658 | 166834.604
QLD | Peaking Gas+Liquids | 1.2449 | 0 | 66.2292 | 530.5816 | 399.0427 | 82.3894 | 0 | 2418.3313 | 44.9568 | 0 | 406.2823 | 0 | 49.5876 | 538.1733 | 2023.5137 | 2244.98 | 2421.7618 | 3423.004 | 3985.5112 | 3601.2411 | 2004.852
QLD | Hydro | 0 | 0 | 0 | 0 | 0 | 0 | 0 | 0 | 0 | 0 | 0 | 0 | 0 | 0 | 0 | 0 | 0 | 0 | 0 | 0 | 0
QLD | Dispatchable Storage | 0 | 0 | 0 | 0 | 0 | 0 | 0 | 0 | 0 | 0 | 0 | 0 | 0 | 0 | 0 | 0 | 0 | 0 | 0 | 0 | 0
QLD | Wind | 0 | 0 | 0 | 0 | 0 | 0 | 0 | 0 | 0 | 0 | 0 | 0 | 0 | 0 | 0 | 0 | 0 | 0 | 0 | 0 | 0
QLD | Solar | 0 | 0 | 0 | 0 | 0 | 0 | 0 | 0 | 0 | 0 | 0 | 0 | 0 | 0 | 0 | 0 | 0 | 0 | 0 | 0 | 0
Total |  | 983971.3492 | 915474.7764 | 1031039.6744 | 1021233.3028 | 1014385.1624 | 1005217.4395 | 998246.042 | 966293.4003 | 800580.2935 | 809307.1097 | 799807.8855 | 864386.8045 | 874200.9811 | 867568.6309 | 828974.9372 | 809503.0285 | 916552.1834 | 845113.503 | 810512.8137 | 850655.5621 | 874653.464
Region | Technology | 2022 | 2023 | 2024 | 2025 | 2026 | 2027 | 2028 | 2029 | 2030 | 2031 | 2032 | 2033 | 2034 | 2035 | 2036 | 2037 | 2038 | 2039 | 2040 | 2041 | 2042
VIC | Black Coal | 0 | 0 | 0 | 0 | 0 | 0 | 0 | 0 | 0 | 0 | 0 | 0 | 0 | 0 | 0 | 0 | 0 | 0 | 0 | 0 | 0
VIC | Brown Coal | 229711.7731 | 260897.0978 | 259859.2137 | 231175.4499 | 218503.4271 | 206741.0873 | 240520.0926 | 196644.9237 | 184732.3152 | 202337.6575 | 163661.4722 | 169623.9551 | 172360.7586 | 163644.1376 | 162146.3507 | 159055.655 | 172923.7392 | 161938.1918 | 173139.6474 | 179511.918 | 161130.8443
VIC | CCGT | 1370.4724 | 810.5395 | 427.3306 | 349.9322 | 1078.1894 | 443.7644 | 491.6502 | 484.9719 | 858.231 | 771.9831 | 1440.2038 | 1670.9181 | 1052.3304 | 1793.6602 | 3468.9245 | 2852.9848 | 62673.1121 | 4979.3489 | 0 | 0 | 0
VIC | Peaking Gas+Liquids | 1465.2243 | 572.5017 | 302.8362 | 157.6307 | 1534.529 | 184.4101 | 314.2425 | 346.7637 | 1047.183 | 760.6471 | 1842.621 | 1147.6487 | 432.7447 | 142.3383 | 2823.0235 | 1429.7487 | 17799.7591 | 2426.7832 | 3672.2029 | 8233.1824 | 18290.3216
VIC | Hydro | 0 | 0 | 0 | 0 | 0 | 0 | 0 | 0 | 0 | 0 | 0 | 0 | 0 | 0 | 0 | 0 | 0 | 0 | 0 | 0 | 0
VIC | Dispatchable Storage | 0 | 0 | 0 | 0 | 0 | 0 | 0 | 0 | 0 | 0 | 0 | 0 | 0 | 0 | 0 | 0 | 0 | 0 | 0 | 0 | 0
VIC | Wind | 0 | 0 | 0 | 0 | 0 | 0 | 0 | 0 | 0 | 0 | 0 | 0 | 0 | 0 | 0 | 0 | 0 | 0 | 0 | 0 | 0
VIC | Solar | 0 | 0 | 0 | 0 | 0 | 0 | 0 | 0 | 0 | 0 | 0 | 0 | 0 | 0 | 0 | 0 | 0 | 0 | 0 | 0 | 0
Total |  | 232547.4699 | 262280.1389 | 260589.3805 | 231683.0128 | 221116.1456 | 207369.2618 | 241325.9853 | 197476.6593 | 186637.7292 | 203870.2877 | 166944.297 | 172442.522 | 173845.8337 | 165580.1361 | 168438.2988 | 163338.3885 | 253396.6104 | 169344.3239 | 176811.8502 | 187745.1004 | 179421.1659
Region | Technology | 2022 | 2023 | 2024 | 2025 | 2026 | 2027 | 2028 | 2029 | 2030 | 2031 | 2032 | 2033 | 2034 | 2035 | 2036 | 2037 | 2038 | 2039 | 2040 | 2041 | 2042
SA | Black Coal | 0 | 0 | 0 | 0 | 0 | 0 | 0 | 0 | 0 | 0 | 0 | 0 | 0 | 0 | 0 | 0 | 0 | 0 | 0 | 0 | 0
SA | Brown Coal | 0 | 0 | 0 | 0 | 0 | 0 | 0 | 0 | 0 | 0 | 0 | 0 | 0 | 0 | 0 | 0 | 0 | 0 | 0 | 0 | 0
SA | CCGT | 142266.3831 | 141165.631 | 121698.3908 | 132889.2216 | 120690.7599 | 116298.8992 | 123893.6211 | 128657.1842 | 120814.0254 | 123483.7414 | 111982.5047 | 119821.7315 | 126415.3487 | 133404.9483 | 44510.4298 | 47765.1905 | 0 | 0 | 0 | 0 | 0
SA | Peaking Gas+Liquids | 4036.3163 | 4973.951 | 8630.2792 | 9672.3646 | 8254.2097 | 7432.9472 | 8574.911 | 9031.054 | 7998.6555 | 8227.7664 | 6696.8654 | 7052.6971 | 8550.6423 | 9415.061 | 12052.2284 | 11819.1181 | 127387.5178 | 56778.5419 | 47496.5638 | 112101.8189 | 117667.6169
SA | Hydro | 0 | 0 | 0 | 0 | 0 | 0 | 0 | 0 | 0 | 0 | 0 | 0 | 0 | 0 | 0 | 0 | 0 | 0 | 0 | 0 | 0
SA | Dispatchable Storage | 0 | 0 | 0 | 0 | 0 | 0 | 0 | 0 | 0 | 0 | 0 | 0 | 0 | 0 | 0 | 0 | 0 | 0 | 0 | 0 | 0
SA | Wind | 0 | 0 | 0 | 0 | 0 | 0 | 0 | 0 | 0 | 0 | 0 | 0 | 0 | 0 | 0 | 0 | 0 | 0 | 0 | 0 | 0
SA | Solar | 0 | 0 | 0 | 0 | 0 | 0 | 0 | 0 | 0 | 0 | 0 | 0 | 0 | 0 | 0 | 0 | 0 | 0 | 0 | 0 | 0
Total |  | 146302.6994 | 146139.582 | 130328.6701 | 142561.5862 | 128944.9695 | 123731.8464 | 132468.5321 | 137688.2382 | 128812.6808 | 131711.5078 | 118679.3701 | 126874.4285 | 134965.9911 | 142820.0092 | 56562.6582 | 59584.3086 | 127387.5178 | 56778.5419 | 47496.5638 | 112101.8189 | 117667.6169
Region | Technology | 2022 | 2023 | 2024 | 2025 | 2026 | 2027 | 2028 | 2029 | 2030 | 2031 | 2032 | 2033 | 2034 | 2035 | 2036 | 2037 | 2038 | 2039 | 2040 | 2041 | 2042
TAS | Black Coal | 0 | 0 | 0 | 0 | 0 | 0 | 0 | 0 | 0 | 0 | 0 | 0 | 0 | 0 | 0 | 0 | 0 | 0 | 0 | 0 | 0
TAS | Brown Coal | 0 | 0 | 0 | 0 | 0 | 0 | 0 | 0 | 0 | 0 | 0 | 0 | 0 | 0 | 0 | 0 | 0 | 0 | 0 | 0 | 0
TAS | CCGT | 0 | 0 | 0 | 0 | 0 | 0 | 0 | 0 | 0 | 0 | 0 | 0 | 0 | 0 | 0 | 0 | 0 | 0 | 0 | 0 | 0
TAS | Peaking Gas+Liquids | 0 | 0 | 0 | 0 | 0 | 0 | 0 | 0 | 0 | 0 | 0 | 0 | 0 | 0 | 0 | 0 | 0 | 0 | 0 | 0 | 0
TAS | Hydro | 0 | 0 | 0 | 0 | 0 | 0 | 0 | 0 | 0 | 0 | 0 | 0 | 0 | 0 | 0 | 0 | 0 | 0 | 0 | 0 | 0
TAS | VPP Battery | 0 | 0 | 0 | 0 | 0 | 0 | 0 | 0 | 0 | 0 | 0 | 0 | 0 | 0 | 0 | 0 | 0 | 0 | 0 | 0 | 0
TAS | Wind | 0 | 0 | 0 | 0 | 0 | 0 | 0 | 0 | 0 | 0 | 0 | 0 | 0 | 0 | 0 | 0 | 0 | 0 | 0 | 0 | 0
TAS | Solar | 0 | 0 | 0 | 0 | 0 | 0 | 0 | 0 | 0 | 0 | 0 | 0 | 0 | 0 | 0 | 0 | 0 | 0 | 0 | 0 | 0
Total |  | 0 | 0 | 0 | 0 | 0 | 0 | 0 | 0 | 0 | 0 | 0 | 0 | 0 | 0 | 0 | 0 | 0 | 0 | 0 | 0 | 0

## FuelCost_2
Fuel cost by technology ($000s) - Slow Change (DP6)
Real June 2019 dollars. Years are financial year ending. Some rounding errors may be present.
Region | Technology | 2022 | 2023 | 2024 | 2025 | 2026 | 2027 | 2028 | 2029 | 2030 | 2031 | 2032 | 2033 | 2034 | 2035 | 2036 | 2037 | 2038 | 2039 | 2040 | 2041 | 2042
NEM | Black Coal | 1846100.4769 | 1709655.3185 | 1810498.3533 | 1695585.2751 | 1659742.1426 | 1630879.4708 | 1797214.0801 | 1724142.7471 | 1309348.5028 | 1418506.0011 | 1397032.0024 | 1455545.9984 | 1514753.6676 | 1468182.554 | 1451913.8261 | 1412109.0514 | 1468151.6592 | 1458308.7151 | 1485952.9761 | 1446728.5513 | 1363227.8481
NEM | Brown Coal | 229711.4708 | 265956.1348 | 263969.9381 | 262303.21 | 251684.4833 | 239565.92 | 263569.4868 | 227492.362 | 220142.4614 | 216089.5841 | 177091.6916 | 179584.0339 | 180313.213 | 175979.8882 | 193556.3385 | 191257.319 | 191151.5568 | 194195.299 | 193618.9793 | 190205.6472 | 188261.1135
NEM | CCGT | 220814.2227 | 219152.8178 | 215349.109 | 128357.33 | 128671.7537 | 128114.2511 | 128468.157 | 124932.6537 | 125047.6563 | 124922.0324 | 125740.9449 | 125076.6961 | 125072.8878 | 125132.6879 | 126374.7055 | 118544.4539 | 307336.4618 | 96453.818 | 107317.4649 | 204803.8019 | 84772.5958
NEM | Peaking Gas+Liquids | 6366.8304 | 5570.2701 | 9679.6462 | 2672.4033 | 1140.8875 | 280.6174 | 234.7608 | 2171.1259 | 746.8816 | 467.0852 | 1682.8301 | 1031.8168 | 1112.4776 | 3126.9895 | 7442.9178 | 7078.9004 | 62081.8951 | 16064.5565 | 16271.924 | 55245.9883 | 10655.4582
NEM | Hydro | 0 | 0 | 0 | 0 | 0 | 0 | 0 | 0 | 0 | 0 | 0 | 0 | 0 | 0 | 0 | 0 | 0 | 0 | 0 | 0 | 0
NEM | Dispatchable Storage | 0 | 0 | 0 | 0 | 0 | 0 | 0 | 0 | 0 | 0 | 0 | 0 | 0 | 0 | 0 | 0 | 0 | 0 | 0 | 0 | 0
NEM | Wind | 0 | 0 | 0 | 0 | 0 | 0 | 0 | 0 | 0 | 0 | 0 | 0 | 0 | 0 | 0 | 0 | 0 | 0 | 0 | 0 | 0
NEM | Solar | 0 | 0 | 0 | 0 | 0 | 0 | 0 | 0 | 0 | 0 | 0 | 0 | 0 | 0 | 0 | 0 | 0 | 0 | 0 | 0 | 0
Total |  | 2302993.0008 | 2200334.5411 | 2299497.0466 | 2088918.2183 | 2041239.267 | 1998840.2593 | 2189486.4847 | 2078738.8887 | 1655285.5021 | 1759984.7028 | 1701547.4691 | 1761238.5452 | 1821252.246 | 1772422.1196 | 1779287.7879 | 1728989.7248 | 2028721.5729 | 1765022.3886 | 1803161.3442 | 1896983.9888 | 1646917.0157
Region | Technology | 2022 | 2023 | 2024 | 2025 | 2026 | 2027 | 2028 | 2029 | 2030 | 2031 | 2032 | 2033 | 2034 | 2035 | 2036 | 2037 | 2038 | 2039 | 2040 | 2041 | 2042
NSW | Black Coal | 927440.8168 | 873725.9778 | 870452.6046 | 805620.2748 | 773392.3074 | 754963.2585 | 907961.501 | 885594.1416 | 630730.1223 | 708106.9352 | 698355.2623 | 578918.731 | 621068.975 | 595273.2604 | 624885.7316 | 621869.4449 | 644550.4092 | 630299.5488 | 639589.8758 | 635338.8178 | 607108.6683
NSW | Brown Coal | 0 | 0 | 0 | 0 | 0 | 0 | 0 | 0 | 0 | 0 | 0 | 0 | 0 | 0 | 0 | 0 | 0 | 0 | 0 | 0 | 0
NSW | CCGT | 2118.4254 | 2118.4254 | 6559.6799 | 4236.2983 | 4236.2983 | 4236.2983 | 4247.9046 | 4236.2983 | 4236.2983 | 4236.2983 | 4247.9046 | 4236.2983 | 4236.2983 | 4236.2983 | 4247.9046 | 4236.2983 | 98225.6291 | 9435.4015 | 24408.6982 | 93369.0569 | 4236.2983
NSW | Peaking Gas+Liquids | 864.0449 | 24.9873 | 719.1729 | 1831.9735 | 0 | 0 | 0 | 40.5631 | 0 | 0 | 132.8528 | 189.7329 | 570.9498 | 1562.2811 | 2178.5942 | 2958.9048 | 12662.9342 | 4365.4637 | 3302.1878 | 4192.0795 | 3102.7571
NSW | Hydro | 0 | 0 | 0 | 0 | 0 | 0 | 0 | 0 | 0 | 0 | 0 | 0 | 0 | 0 | 0 | 0 | 0 | 0 | 0 | 0 | 0
NSW | Dispatchable Storage | 0 | 0 | 0 | 0 | 0 | 0 | 0 | 0 | 0 | 0 | 0 | 0 | 0 | 0 | 0 | 0 | 0 | 0 | 0 | 0 | 0
NSW | Wind | 0 | 0 | 0 | 0 | 0 | 0 | 0 | 0 | 0 | 0 | 0 | 0 | 0 | 0 | 0 | 0 | 0 | 0 | 0 | 0 | 0
NSW | Solar | 0 | 0 | 0 | 0 | 0 | 0 | 0 | 0 | 0 | 0 | 0 | 0 | 0 | 0 | 0 | 0 | 0 | 0 | 0 | 0 | 0
Total |  | 930423.2871 | 875869.3905 | 877731.4575 | 811688.5466 | 777628.6056 | 759199.5567 | 912209.4056 | 889871.003 | 634966.4206 | 712343.2335 | 702736.0196 | 583344.7622 | 625876.2231 | 601071.8397 | 631312.2304 | 629064.6479 | 755438.9725 | 644100.414 | 667300.7618 | 732899.9542 | 614447.7237
Region | Technology | 2022 | 2023 | 2024 | 2025 | 2026 | 2027 | 2028 | 2029 | 2030 | 2031 | 2032 | 2033 | 2034 | 2035 | 2036 | 2037 | 2038 | 2039 | 2040 | 2041 | 2042
QLD | Black Coal | 918659.6601 | 835929.3407 | 940045.7487 | 889965.0003 | 886349.8352 | 875916.2123 | 889252.579 | 838548.6055 | 678618.3805 | 710399.0659 | 698676.7401 | 876627.2674 | 893684.6926 | 872909.2936 | 827028.0945 | 790239.6066 | 823601.25 | 828009.1663 | 846363.1003 | 811389.7335 | 756119.1798
QLD | Brown Coal | 0 | 0 | 0 | 0 | 0 | 0 | 0 | 0 | 0 | 0 | 0 | 0 | 0 | 0 | 0 | 0 | 0 | 0 | 0 | 0 | 0
QLD | CCGT | 75058.9418 | 75058.9418 | 86664.5735 | 84929.185 | 84929.185 | 84929.185 | 85161.8677 | 81568.6347 | 81568.6347 | 81568.6347 | 81792.1104 | 81568.6347 | 81568.6347 | 81568.6347 | 82553.5551 | 82404.1939 | 183160.1991 | 83911.517 | 82908.7667 | 111434.7451 | 80536.2976
QLD | Peaking Gas+Liquids | 1.2449 | 0 | 28.0279 | 404.4699 | 42.6451 | 82.3894 | 0 | 1683.1288 | 44.9568 | 0 | 0 | 0 | 42.2918 | 607.1737 | 852.8164 | 910.4279 | 251.8993 | 1986.2972 | 982.6817 | 1173.7302 | 1716.8681
QLD | Hydro | 0 | 0 | 0 | 0 | 0 | 0 | 0 | 0 | 0 | 0 | 0 | 0 | 0 | 0 | 0 | 0 | 0 | 0 | 0 | 0 | 0
QLD | Dispatchable Storage | 0 | 0 | 0 | 0 | 0 | 0 | 0 | 0 | 0 | 0 | 0 | 0 | 0 | 0 | 0 | 0 | 0 | 0 | 0 | 0 | 0
QLD | Wind | 0 | 0 | 0 | 0 | 0 | 0 | 0 | 0 | 0 | 0 | 0 | 0 | 0 | 0 | 0 | 0 | 0 | 0 | 0 | 0 | 0
QLD | Solar | 0 | 0 | 0 | 0 | 0 | 0 | 0 | 0 | 0 | 0 | 0 | 0 | 0 | 0 | 0 | 0 | 0 | 0 | 0 | 0 | 0
Total |  | 993719.8468 | 910988.2826 | 1026738.35 | 975298.6552 | 971321.6654 | 960927.7868 | 974414.4468 | 921800.369 | 760231.972 | 791967.7006 | 780468.8505 | 958195.9021 | 975295.6191 | 955085.1019 | 910434.466 | 873554.2284 | 1007013.3484 | 913906.9805 | 930254.5487 | 923998.2088 | 838372.3455
Region | Technology | 2022 | 2023 | 2024 | 2025 | 2026 | 2027 | 2028 | 2029 | 2030 | 2031 | 2032 | 2033 | 2034 | 2035 | 2036 | 2037 | 2038 | 2039 | 2040 | 2041 | 2042
VIC | Black Coal | 0 | 0 | 0 | 0 | 0 | 0 | 0 | 0 | 0 | 0 | 0 | 0 | 0 | 0 | 0 | 0 | 0 | 0 | 0 | 0 | 0
VIC | Brown Coal | 229711.4708 | 265956.1348 | 263969.9381 | 262303.21 | 251684.4833 | 239565.92 | 263569.4868 | 227492.362 | 220142.4614 | 216089.5841 | 177091.6916 | 179584.0339 | 180313.213 | 175979.8882 | 193556.3385 | 191257.319 | 191151.5568 | 194195.299 | 193618.9793 | 190205.6472 | 188261.1135
VIC | CCGT | 1370.4724 | 810.3929 | 426.5711 | 409.0323 | 723.4561 | 165.9534 | 169.3161 | 344.9064 | 459.9089 | 334.285 | 811.8613 | 488.9488 | 485.1404 | 544.9406 | 1576.3084 | 1602.4051 | 25950.6336 | 3106.8995 | 0 | 0 | 0
VIC | Peaking Gas+Liquids | 1465.2243 | 571.8427 | 302.6257 | 14.5246 | 638.5302 | 53.4909 | 75.541 | 194.7817 | 342.6229 | 293.5995 | 1041.0821 | 451.0093 | 173.9828 | 429.5696 | 1603.0615 | 1179.494 | 2308.1792 | 3057.5918 | 2557.4439 | 4538.9694 | 2357.148
VIC | Hydro | 0 | 0 | 0 | 0 | 0 | 0 | 0 | 0 | 0 | 0 | 0 | 0 | 0 | 0 | 0 | 0 | 0 | 0 | 0 | 0 | 0
VIC | Dispatchable Storage | 0 | 0 | 0 | 0 | 0 | 0 | 0 | 0 | 0 | 0 | 0 | 0 | 0 | 0 | 0 | 0 | 0 | 0 | 0 | 0 | 0
VIC | Wind | 0 | 0 | 0 | 0 | 0 | 0 | 0 | 0 | 0 | 0 | 0 | 0 | 0 | 0 | 0 | 0 | 0 | 0 | 0 | 0 | 0
VIC | Solar | 0 | 0 | 0 | 0 | 0 | 0 | 0 | 0 | 0 | 0 | 0 | 0 | 0 | 0 | 0 | 0 | 0 | 0 | 0 | 0 | 0
Total |  | 232547.1675 | 267338.3704 | 264699.1349 | 262726.7668 | 253046.4695 | 239785.3643 | 263814.3439 | 228032.0501 | 220944.9932 | 216717.4686 | 178944.6351 | 180523.9919 | 180972.3363 | 176954.3984 | 196735.7084 | 194039.2181 | 219410.3697 | 200359.7902 | 196176.4232 | 194744.6166 | 190618.2615
Region | Technology | 2022 | 2023 | 2024 | 2025 | 2026 | 2027 | 2028 | 2029 | 2030 | 2031 | 2032 | 2033 | 2034 | 2035 | 2036 | 2037 | 2038 | 2039 | 2040 | 2041 | 2042
SA | Black Coal | 0 | 0 | 0 | 0 | 0 | 0 | 0 | 0 | 0 | 0 | 0 | 0 | 0 | 0 | 0 | 0 | 0 | 0 | 0 | 0 | 0
SA | Brown Coal | 0 | 0 | 0 | 0 | 0 | 0 | 0 | 0 | 0 | 0 | 0 | 0 | 0 | 0 | 0 | 0 | 0 | 0 | 0 | 0 | 0
SA | CCGT | 142266.3831 | 141165.0577 | 121698.2846 | 38782.8144 | 38782.8144 | 38782.8144 | 38889.0687 | 38782.8144 | 38782.8144 | 38782.8144 | 38889.0687 | 38782.8144 | 38782.8144 | 38782.8144 | 37996.9375 | 30301.5567 | 0 | 0 | 0 | 0 | 0
SA | Peaking Gas+Liquids | 4036.3163 | 4973.4401 | 8629.8197 | 421.4354 | 459.7122 | 144.7372 | 159.2198 | 252.6523 | 359.3019 | 173.4857 | 508.8952 | 391.0746 | 325.253 | 527.9652 | 2808.4456 | 2030.0737 | 46858.8824 | 6655.2038 | 9429.6106 | 45341.2092 | 3478.6851
SA | Hydro | 0 | 0 | 0 | 0 | 0 | 0 | 0 | 0 | 0 | 0 | 0 | 0 | 0 | 0 | 0 | 0 | 0 | 0 | 0 | 0 | 0
SA | Dispatchable Storage | 0 | 0 | 0 | 0 | 0 | 0 | 0 | 0 | 0 | 0 | 0 | 0 | 0 | 0 | 0 | 0 | 0 | 0 | 0 | 0 | 0
SA | Wind | 0 | 0 | 0 | 0 | 0 | 0 | 0 | 0 | 0 | 0 | 0 | 0 | 0 | 0 | 0 | 0 | 0 | 0 | 0 | 0 | 0
SA | Solar | 0 | 0 | 0 | 0 | 0 | 0 | 0 | 0 | 0 | 0 | 0 | 0 | 0 | 0 | 0 | 0 | 0 | 0 | 0 | 0 | 0
Total |  | 146302.6994 | 146138.4977 | 130328.1042 | 39204.2497 | 39242.5266 | 38927.5516 | 39048.2885 | 39035.4667 | 39142.1163 | 38956.3001 | 39397.9639 | 39173.889 | 39108.0674 | 39310.7795 | 40805.3831 | 32331.6304 | 46858.8824 | 6655.2038 | 9429.6106 | 45341.2092 | 3478.6851
Region | Technology | 2022 | 2023 | 2024 | 2025 | 2026 | 2027 | 2028 | 2029 | 2030 | 2031 | 2032 | 2033 | 2034 | 2035 | 2036 | 2037 | 2038 | 2039 | 2040 | 2041 | 2042
TAS | Black Coal | 0 | 0 | 0 | 0 | 0 | 0 | 0 | 0 | 0 | 0 | 0 | 0 | 0 | 0 | 0 | 0 | 0 | 0 | 0 | 0 | 0
TAS | Brown Coal | 0 | 0 | 0 | 0 | 0 | 0 | 0 | 0 | 0 | 0 | 0 | 0 | 0 | 0 | 0 | 0 | 0 | 0 | 0 | 0 | 0
TAS | CCGT | 0 | 0 | 0 | 0 | 0 | 0 | 0 | 0 | 0 | 0 | 0 | 0 | 0 | 0 | 0 | 0 | 0 | 0 | 0 | 0 | 0
TAS | Peaking Gas+Liquids | 0 | 0 | 0 | 0 | 0 | 0 | 0 | 0 | 0 | 0 | 0 | 0 | 0 | 0 | 0 | 0 | 0 | 0 | 0 | 0 | 0
TAS | Hydro | 0 | 0 | 0 | 0 | 0 | 0 | 0 | 0 | 0 | 0 | 0 | 0 | 0 | 0 | 0 | 0 | 0 | 0 | 0 | 0 | 0
TAS | VPP Battery | 0 | 0 | 0 | 0 | 0 | 0 | 0 | 0 | 0 | 0 | 0 | 0 | 0 | 0 | 0 | 0 | 0 | 0 | 0 | 0 | 0
TAS | Wind | 0 | 0 | 0 | 0 | 0 | 0 | 0 | 0 | 0 | 0 | 0 | 0 | 0 | 0 | 0 | 0 | 0 | 0 | 0 | 0 | 0
TAS | Solar | 0 | 0 | 0 | 0 | 0 | 0 | 0 | 0 | 0 | 0 | 0 | 0 | 0 | 0 | 0 | 0 | 0 | 0 | 0 | 0 | 0
Total |  | 0 | 0 | 0 | 0 | 0 | 0 | 0 | 0 | 0 | 0 | 0 | 0 | 0 | 0 | 0 | 0 | 0 | 0 | 0 | 0 | 0

## BuildCost_1
New generation build cost (CAPEX) by technology ($000s) - Slow Change (Counterfactual)
Real June 2019 dollars. Years are financial year ending. The total capital costs are annualised for modelling purposes and presented here on an annualised basis. Some rounding errors may be present.
Region | Technology | 2022 | 2023 | 2024 | 2025 | 2026 | 2027 | 2028 | 2029 | 2030 | 2031 | 2032 | 2033 | 2034 | 2035 | 2036 | 2037 | 2038 | 2039 | 2040 | 2041 | 2042
NEM | Black Coal | 0 | 0 | 0 | 0 | 0 | 0 | 0 | 0 | 0 | 0 | 0 | 0 | 0 | 0 | 0 | 0 | 0 | 0 | 0 | 0 | 0
NEM | Brown Coal | 0 | 0 | 0 | 0 | 0 | 0 | 0 | 0 | 0 | 0 | 0 | 0 | 0 | 0 | 0 | 0 | 0 | 0 | 0 | 0 | 0
NEM | CCGT | 0 | 0 | 0 | 0 | 0 | 0 | 0 | 0 | 0 | 0 | 0 | 0 | 0 | 0 | 0 | 0 | 0 | 0 | 0 | 0 | 0
NEM | Peaking Gas+Liquids | 0 | 0 | 0 | 0 | 0 | 0 | 0 | 0 | 0 | 0 | 0 | 141437.2879 | 141437.2879 | 162143.9002 | 237760.0084 | 237760.0084 | 295120.1392 | 338403.8957 | 453945.9182 | 453945.9182 | 584070.4671
NEM | Hydro | 0 | 0 | 0 | 0 | 0 | 0 | 0 | 0 | 0 | 0 | 0 | 0 | 0 | 0 | 0 | 0 | 0 | 0 | 0 | 0 | 0
NEM | Dispatchable Storage | 0 | 5241.2738 | 5241.2738 | 5241.2738 | 5241.2738 | 5241.2738 | 5241.2738 | 5241.2738 | 5241.2738 | 21820.9889 | 52107.9303 | 118547.6482 | 150979.9416 | 196521.3292 | 273271.9636 | 273271.9636 | 284658.6069 | 315705.4238 | 384985.9864 | 368406.2713 | 346734.0507
NEM | Wind | 0 | 188379.9222 | 188379.9222 | 212287.4218 | 266946.6604 | 321541.2473 | 378254.8876 | 433071.4736 | 487817.7305 | 487817.7305 | 487817.7305 | 487817.7305 | 487817.7305 | 487817.7305 | 487817.7305 | 487817.7305 | 487977.4211 | 487977.4211 | 534560.7614 | 611458.596 | 613488.1161
NEM | Solar | 0 | 90325.7695 | 90325.7695 | 113104.6496 | 124538.1113 | 135980.1063 | 147352.6404 | 158655.7136 | 169579.5304 | 169579.5304 | 169579.5304 | 203110.9038 | 203110.9038 | 203110.9038 | 235990.9483 | 249503.2805 | 342760.8867 | 342760.8867 | 347184.1206 | 347184.1206 | 347184.1206
Total |  | 0 | 283946.9655 | 283946.9655 | 330633.3452 | 396726.0455 | 462762.6274 | 530848.8018 | 596968.461 | 662638.5347 | 679218.2498 | 709505.1912 | 950913.5704 | 983345.8639 | 1049593.8637 | 1234840.6508 | 1248352.9829 | 1410517.054 | 1484847.6273 | 1720676.7866 | 1780994.9062 | 1891476.7545
Region | Technology | 2022 | 2023 | 2024 | 2025 | 2026 | 2027 | 2028 | 2029 | 2030 | 2031 | 2032 | 2033 | 2034 | 2035 | 2036 | 2037 | 2038 | 2039 | 2040 | 2041 | 2042
NSW | Black Coal | 0 | 0 | 0 | 0 | 0 | 0 | 0 | 0 | 0 | 0 | 0 | 0 | 0 | 0 | 0 | 0 | 0 | 0 | 0 | 0 | 0
NSW | Brown Coal | 0 | 0 | 0 | 0 | 0 | 0 | 0 | 0 | 0 | 0 | 0 | 0 | 0 | 0 | 0 | 0 | 0 | 0 | 0 | 0 | 0
NSW | CCGT | 0 | 0 | 0 | 0 | 0 | 0 | 0 | 0 | 0 | 0 | 0 | 0 | 0 | 0 | 0 | 0 | 0 | 0 | 0 | 0 | 0
NSW | Peaking Gas+Liquids | 0 | 0 | 0 | 0 | 0 | 0 | 0 | 0 | 0 | 0 | 0 | 141437.2879 | 141437.2879 | 162143.9002 | 162143.9002 | 162143.9002 | 182050.0686 | 225333.825 | 259066.2874 | 259066.2874 | 389190.8363
NSW | Hydro | 0 | 0 | 0 | 0 | 0 | 0 | 0 | 0 | 0 | 0 | 0 | 0 | 0 | 0 | 0 | 0 | 0 | 0 | 0 | 0 | 0
NSW | Dispatchable Storage | 0 | 0 | 0 | 0 | 0 | 0 | 0 | 0 | 0 | 0 | 0 | 38001.168 | 70433.4615 | 97454.9041 | 97454.9041 | 97454.9041 | 97454.9041 | 97454.9041 | 97454.9041 | 97454.9041 | 97454.9041
NSW | Wind | 0 | 39191.09 | 39191.09 | 39191.09 | 39191.09 | 39191.09 | 39191.09 | 39191.09 | 39191.09 | 39191.09 | 39191.09 | 39191.09 | 39191.09 | 39191.09 | 39191.09 | 39191.09 | 39350.7806 | 39350.7806 | 39350.7806 | 71742.0444 | 71742.0444
NSW | Solar | 0 | 44061.2462 | 44061.2462 | 44061.2462 | 44061.2462 | 44061.2462 | 44061.2462 | 44061.2462 | 44061.2462 | 44061.2462 | 44061.2462 | 77592.6197 | 77592.6197 | 77592.6197 | 85874.2132 | 99386.5453 | 111662.7984 | 111662.7984 | 111662.7984 | 111662.7984 | 111662.7984
Total |  | 0 | 83252.3362 | 83252.3362 | 83252.3362 | 83252.3362 | 83252.3362 | 83252.3362 | 83252.3362 | 83252.3362 | 83252.3362 | 83252.3362 | 296222.1656 | 328654.459 | 376382.5139 | 384664.1074 | 398176.4396 | 430518.5516 | 473802.3081 | 507534.7705 | 539926.0343 | 670050.5832
Region | Technology | 2022 | 2023 | 2024 | 2025 | 2026 | 2027 | 2028 | 2029 | 2030 | 2031 | 2032 | 2033 | 2034 | 2035 | 2036 | 2037 | 2038 | 2039 | 2040 | 2041 | 2042
QLD | Black Coal | 0 | 0 | 0 | 0 | 0 | 0 | 0 | 0 | 0 | 0 | 0 | 0 | 0 | 0 | 0 | 0 | 0 | 0 | 0 | 0 | 0
QLD | Brown Coal | 0 | 0 | 0 | 0 | 0 | 0 | 0 | 0 | 0 | 0 | 0 | 0 | 0 | 0 | 0 | 0 | 0 | 0 | 0 | 0 | 0
QLD | CCGT | 0 | 0 | 0 | 0 | 0 | 0 | 0 | 0 | 0 | 0 | 0 | 0 | 0 | 0 | 0 | 0 | 0 | 0 | 0 | 0 | 0
QLD | Peaking Gas+Liquids | 0 | 0 | 0 | 0 | 0 | 0 | 0 | 0 | 0 | 0 | 0 | 0 | 0 | 0 | 0 | 0 | 0 | 0 | 0 | 0 | 0
QLD | Hydro | 0 | 0 | 0 | 0 | 0 | 0 | 0 | 0 | 0 | 0 | 0 | 0 | 0 | 0 | 0 | 0 | 0 | 0 | 0 | 0 | 0
QLD | Dispatchable Storage | 0 | 5241.2738 | 5241.2738 | 5241.2738 | 5241.2738 | 5241.2738 | 5241.2738 | 5241.2738 | 5241.2738 | 5241.2738 | 5241.2738 | 0 | 0 | 0 | 0 | 0 | 0 | 0 | 0 | 0 | 0
QLD | Wind | 0 | 86418.4176 | 86418.4176 | 86418.4176 | 86418.4176 | 86418.4176 | 86418.4176 | 86418.4176 | 86418.4176 | 86418.4176 | 86418.4176 | 86418.4176 | 86418.4176 | 86418.4176 | 86418.4176 | 86418.4176 | 86418.4176 | 86418.4176 | 133001.7579 | 177508.3287 | 179537.8488
QLD | Solar | 0 | 46264.5233 | 46264.5233 | 46264.5233 | 46264.5233 | 46264.5233 | 46264.5233 | 46264.5233 | 46264.5233 | 46264.5233 | 46264.5233 | 46264.5233 | 46264.5233 | 46264.5233 | 46264.5233 | 46264.5233 | 46264.5233 | 46264.5233 | 46264.5233 | 46264.5233 | 46264.5233
Total |  | 0 | 137924.2147 | 137924.2147 | 137924.2147 | 137924.2147 | 137924.2147 | 137924.2147 | 137924.2147 | 137924.2147 | 137924.2147 | 137924.2147 | 132682.9409 | 132682.9409 | 132682.9409 | 132682.9409 | 132682.9409 | 132682.9409 | 132682.9409 | 179266.2812 | 223772.852 | 225802.3721
Region | Technology | 2022 | 2023 | 2024 | 2025 | 2026 | 2027 | 2028 | 2029 | 2030 | 2031 | 2032 | 2033 | 2034 | 2035 | 2036 | 2037 | 2038 | 2039 | 2040 | 2041 | 2042
VIC | Black Coal | 0 | 0 | 0 | 0 | 0 | 0 | 0 | 0 | 0 | 0 | 0 | 0 | 0 | 0 | 0 | 0 | 0 | 0 | 0 | 0 | 0
VIC | Brown Coal | 0 | 0 | 0 | 0 | 0 | 0 | 0 | 0 | 0 | 0 | 0 | 0 | 0 | 0 | 0 | 0 | 0 | 0 | 0 | 0 | 0
VIC | CCGT | 0 | 0 | 0 | 0 | 0 | 0 | 0 | 0 | 0 | 0 | 0 | 0 | 0 | 0 | 0 | 0 | 0 | 0 | 0 | 0 | 0
VIC | Peaking Gas+Liquids | 0 | 0 | 0 | 0 | 0 | 0 | 0 | 0 | 0 | 0 | 0 | 0 | 0 | 0 | 0 | 0 | 0 | 0 | 47973.1392 | 47973.1392 | 47973.1392
VIC | Hydro | 0 | 0 | 0 | 0 | 0 | 0 | 0 | 0 | 0 | 0 | 0 | 0 | 0 | 0 | 0 | 0 | 0 | 0 | 0 | 0 | 0
VIC | Dispatchable Storage | 0 | 0 | 0 | 0 | 0 | 0 | 0 | 0 | 0 | 0 | 0 | 0 | 0 | 16502.5779 | 16502.5779 | 16502.5779 | 16502.5779 | 29383.0243 | 98663.5869 | 98663.5869 | 107278.3077
VIC | Wind | 0 | 62770.4147 | 62770.4147 | 86677.9142 | 141337.1528 | 195931.7398 | 252645.3801 | 307461.9661 | 362208.223 | 362208.223 | 362208.223 | 362208.223 | 362208.223 | 362208.223 | 362208.223 | 362208.223 | 362208.223 | 362208.223 | 362208.223 | 362208.223 | 362208.223
VIC | Solar | 0 | 0 | 0 | 22778.8801 | 34212.3418 | 45654.3368 | 57026.8708 | 68329.944 | 79253.7609 | 79253.7609 | 79253.7609 | 79253.7609 | 79253.7609 | 79253.7609 | 79253.7609 | 79253.7609 | 79253.7609 | 79253.7609 | 79253.7609 | 79253.7609 | 79253.7609
Total |  | 0 | 62770.4147 | 62770.4147 | 109456.7943 | 175549.4947 | 241586.0766 | 309672.2509 | 375791.9101 | 441461.9839 | 441461.9839 | 441461.9839 | 441461.9839 | 441461.9839 | 457964.5618 | 457964.5618 | 457964.5618 | 457964.5618 | 470845.0082 | 588098.7099 | 588098.7099 | 596713.4308
Region | Technology | 2022 | 2023 | 2024 | 2025 | 2026 | 2027 | 2028 | 2029 | 2030 | 2031 | 2032 | 2033 | 2034 | 2035 | 2036 | 2037 | 2038 | 2039 | 2040 | 2041 | 2042
SA | Black Coal | 0 | 0 | 0 | 0 | 0 | 0 | 0 | 0 | 0 | 0 | 0 | 0 | 0 | 0 | 0 | 0 | 0 | 0 | 0 | 0 | 0
SA | Brown Coal | 0 | 0 | 0 | 0 | 0 | 0 | 0 | 0 | 0 | 0 | 0 | 0 | 0 | 0 | 0 | 0 | 0 | 0 | 0 | 0 | 0
SA | CCGT | 0 | 0 | 0 | 0 | 0 | 0 | 0 | 0 | 0 | 0 | 0 | 0 | 0 | 0 | 0 | 0 | 0 | 0 | 0 | 0 | 0
SA | Peaking Gas+Liquids | 0 | 0 | 0 | 0 | 0 | 0 | 0 | 0 | 0 | 0 | 0 | 0 | 0 | 0 | 75616.1082 | 75616.1082 | 113070.0707 | 113070.0707 | 146906.4916 | 146906.4916 | 146906.4916
SA | Hydro | 0 | 0 | 0 | 0 | 0 | 0 | 0 | 0 | 0 | 0 | 0 | 0 | 0 | 0 | 0 | 0 | 0 | 0 | 0 | 0 | 0
SA | Dispatchable Storage | 0 | 0 | 0 | 0 | 0 | 0 | 0 | 0 | 0 | 16579.7151 | 46866.6565 | 80546.4801 | 80546.4801 | 82563.8471 | 159314.4815 | 159314.4815 | 170701.1249 | 188867.4954 | 188867.4954 | 172287.7803 | 142000.8389
SA | Wind | 0 | 0 | 0 | 0 | 0 | 0 | 0 | 0 | 0 | 0 | 0 | 0 | 0 | 0 | 0 | 0 | 0 | 0 | 0 | 0 | 0
SA | Solar | 0 | 0 | 0 | 0 | 0 | 0 | 0 | 0 | 0 | 0 | 0 | 0 | 0 | 0 | 24598.451 | 24598.451 | 105579.8041 | 105579.8041 | 110003.038 | 110003.038 | 110003.038
Total |  | 0 | 0 | 0 | 0 | 0 | 0 | 0 | 0 | 0 | 16579.7151 | 46866.6565 | 80546.4801 | 80546.4801 | 82563.8471 | 259529.0407 | 259529.0407 | 389350.9997 | 407517.3702 | 445777.025 | 429197.31 | 398910.3685
Region | Technology | 2022 | 2023 | 2024 | 2025 | 2026 | 2027 | 2028 | 2029 | 2030 | 2031 | 2032 | 2033 | 2034 | 2035 | 2036 | 2037 | 2038 | 2039 | 2040 | 2041 | 2042
TAS | Black Coal | 0 | 0 | 0 | 0 | 0 | 0 | 0 | 0 | 0 | 0 | 0 | 0 | 0 | 0 | 0 | 0 | 0 | 0 | 0 | 0 | 0
TAS | Brown Coal | 0 | 0 | 0 | 0 | 0 | 0 | 0 | 0 | 0 | 0 | 0 | 0 | 0 | 0 | 0 | 0 | 0 | 0 | 0 | 0 | 0
TAS | CCGT | 0 | 0 | 0 | 0 | 0 | 0 | 0 | 0 | 0 | 0 | 0 | 0 | 0 | 0 | 0 | 0 | 0 | 0 | 0 | 0 | 0
TAS | Peaking Gas+Liquids | 0 | 0 | 0 | 0 | 0 | 0 | 0 | 0 | 0 | 0 | 0 | 0 | 0 | 0 | 0 | 0 | 0 | 0 | 0 | 0 | 0
TAS | Hydro | 0 | 0 | 0 | 0 | 0 | 0 | 0 | 0 | 0 | 0 | 0 | 0 | 0 | 0 | 0 | 0 | 0 | 0 | 0 | 0 | 0
TAS | VPP Battery | 0 | 0 | 0 | 0 | 0 | 0 | 0 | 0 | 0 | 0 | 0 | 0 | 0 | 0 | 0 | 0 | 0 | 0 | 0 | 0 | 0
TAS | Wind | 0 | 0 | 0 | 0 | 0 | 0 | 0 | 0 | 0 | 0 | 0 | 0 | 0 | 0 | 0 | 0 | 0 | 0 | 0 | 0 | 0
TAS | Solar | 0 | 0 | 0 | 0 | 0 | 0 | 0 | 0 | 0 | 0 | 0 | 0 | 0 | 0 | 0 | 0 | 0 | 0 | 0 | 0 | 0
Total |  | 0 | 0 | 0 | 0 | 0 | 0 | 0 | 0 | 0 | 0 | 0 | 0 | 0 | 0 | 0 | 0 | 0 | 0 | 0 | 0 | 0

## BuildCost_2
New generation build cost (CAPEX) by technology ($000s) - Slow Change (DP6)
Real June 2019 dollars. Years are financial year ending. The total capital costs are annualised for modelling purposes and presented here on an annualised basis. Some rounding errors may be present.
Region | Technology | 2022 | 2023 | 2024 | 2025 | 2026 | 2027 | 2028 | 2029 | 2030 | 2031 | 2032 | 2033 | 2034 | 2035 | 2036 | 2037 | 2038 | 2039 | 2040 | 2041 | 2042
NEM | Black Coal | 0 | 0 | 0 | 0 | 0 | 0 | 0 | 0 | 0 | 0 | 0 | 0 | 0 | 0 | 0 | 0 | 0 | 0 | 0 | 0 | 0
NEM | Brown Coal | 0 | 0 | 0 | 0 | 0 | 0 | 0 | 0 | 0 | 0 | 0 | 0 | 0 | 0 | 0 | 0 | 0 | 0 | 0 | 0 | 0
NEM | CCGT | 0 | 0 | 0 | 0 | 0 | 0 | 0 | 0 | 0 | 0 | 0 | 0 | 0 | 0 | 0 | 0 | 0 | 0 | 0 | 0 | 0
NEM | Peaking Gas+Liquids | 0 | 0 | 0 | 0 | 0 | 0 | 0 | 0 | 0 | 0 | 0 | 0 | 0 | 0 | 0 | 6336.5972 | 16170.3182 | 16170.3182 | 16170.3182 | 16170.3182 | 58644.6682
NEM | Hydro | 0 | 0 | 0 | 0 | 0 | 0 | 0 | 0 | 0 | 0 | 0 | 0 | 0 | 0 | 0 | 0 | 0 | 0 | 0 | 0 | 0
NEM | Dispatchable Storage | 0 | 5241.2738 | 5241.2738 | 5241.2738 | 5241.2738 | 5241.2738 | 5241.2738 | 5241.2738 | 5241.2738 | 5241.2738 | 5241.2738 | 18438.0277 | 18438.0277 | 36948.776 | 84838.8294 | 113766.0482 | 203772.385 | 242838.1366 | 242838.1366 | 242838.1366 | 424255.9516
NEM | Wind | 0 | 188379.9222 | 188379.9222 | 212837.8613 | 267894.9656 | 322907.3216 | 377487.6842 | 432234.5308 | 486432.7711 | 486432.7711 | 486432.7711 | 486432.7711 | 486432.7711 | 486432.7711 | 509709.4891 | 509709.4891 | 589968.3284 | 589968.3284 | 589968.3284 | 711938.9627 | 711938.9627
NEM | Solar | 0 | 90325.7695 | 90325.7695 | 113104.6496 | 124425.876 | 135716.6852 | 147089.2193 | 158392.2925 | 169316.1093 | 169316.1093 | 169316.1093 | 169316.1093 | 169316.1093 | 169316.1093 | 175528.0423 | 230116.3983 | 349461.2631 | 349461.2631 | 388041.4016 | 501800.305 | 515786.0743
Total |  | 0 | 283946.9655 | 283946.9655 | 331183.7847 | 397562.1154 | 463865.2806 | 529818.1772 | 595868.0971 | 660990.1542 | 660990.1542 | 660990.1542 | 674186.9081 | 674186.9081 | 692697.6565 | 770076.3608 | 859928.5328 | 1159372.2948 | 1198438.0464 | 1237018.1849 | 1472747.7226 | 1710625.6568
Region | Technology | 2022 | 2023 | 2024 | 2025 | 2026 | 2027 | 2028 | 2029 | 2030 | 2031 | 2032 | 2033 | 2034 | 2035 | 2036 | 2037 | 2038 | 2039 | 2040 | 2041 | 2042
NSW | Black Coal | 0 | 0 | 0 | 0 | 0 | 0 | 0 | 0 | 0 | 0 | 0 | 0 | 0 | 0 | 0 | 0 | 0 | 0 | 0 | 0 | 0
NSW | Brown Coal | 0 | 0 | 0 | 0 | 0 | 0 | 0 | 0 | 0 | 0 | 0 | 0 | 0 | 0 | 0 | 0 | 0 | 0 | 0 | 0 | 0
NSW | CCGT | 0 | 0 | 0 | 0 | 0 | 0 | 0 | 0 | 0 | 0 | 0 | 0 | 0 | 0 | 0 | 0 | 0 | 0 | 0 | 0 | 0
NSW | Peaking Gas+Liquids | 0 | 0 | 0 | 0 | 0 | 0 | 0 | 0 | 0 | 0 | 0 | 0 | 0 | 0 | 0 | 0 | 0 | 0 | 0 | 0 | 0
NSW | Hydro | 0 | 0 | 0 | 0 | 0 | 0 | 0 | 0 | 0 | 0 | 0 | 0 | 0 | 0 | 0 | 0 | 0 | 0 | 0 | 0 | 0
NSW | Dispatchable Storage | 0 | 0 | 0 | 0 | 0 | 0 | 0 | 0 | 0 | 0 | 0 | 0 | 0 | 0 | 0 | 0 | 0 | 0 | 0 | 0 | 0
NSW | Wind | 0 | 39191.09 | 39191.09 | 39191.09 | 39191.09 | 39191.09 | 39191.09 | 39191.09 | 39191.09 | 39191.09 | 39191.09 | 39191.09 | 39191.09 | 39191.09 | 39191.09 | 39191.09 | 39191.09 | 39191.09 | 39191.09 | 39191.09 | 39191.09
NSW | Solar | 0 | 44061.2462 | 44061.2462 | 44061.2462 | 44061.2462 | 44061.2462 | 44061.2462 | 44061.2462 | 44061.2462 | 44061.2462 | 44061.2462 | 44061.2462 | 44061.2462 | 44061.2462 | 44061.2462 | 44061.2462 | 54950.2054 | 54950.2054 | 93530.3439 | 207289.2473 | 221275.0166
Total |  | 0 | 83252.3362 | 83252.3362 | 83252.3362 | 83252.3362 | 83252.3362 | 83252.3362 | 83252.3362 | 83252.3362 | 83252.3362 | 83252.3362 | 83252.3362 | 83252.3362 | 83252.3362 | 83252.3362 | 83252.3362 | 94141.2954 | 94141.2954 | 132721.4339 | 246480.3372 | 260466.1065
Region | Technology | 2022 | 2023 | 2024 | 2025 | 2026 | 2027 | 2028 | 2029 | 2030 | 2031 | 2032 | 2033 | 2034 | 2035 | 2036 | 2037 | 2038 | 2039 | 2040 | 2041 | 2042
QLD | Black Coal | 0 | 0 | 0 | 0 | 0 | 0 | 0 | 0 | 0 | 0 | 0 | 0 | 0 | 0 | 0 | 0 | 0 | 0 | 0 | 0 | 0
QLD | Brown Coal | 0 | 0 | 0 | 0 | 0 | 0 | 0 | 0 | 0 | 0 | 0 | 0 | 0 | 0 | 0 | 0 | 0 | 0 | 0 | 0 | 0
QLD | CCGT | 0 | 0 | 0 | 0 | 0 | 0 | 0 | 0 | 0 | 0 | 0 | 0 | 0 | 0 | 0 | 0 | 0 | 0 | 0 | 0 | 0
QLD | Peaking Gas+Liquids | 0 | 0 | 0 | 0 | 0 | 0 | 0 | 0 | 0 | 0 | 0 | 0 | 0 | 0 | 0 | 0 | 0 | 0 | 0 | 0 | 0
QLD | Hydro | 0 | 0 | 0 | 0 | 0 | 0 | 0 | 0 | 0 | 0 | 0 | 0 | 0 | 0 | 0 | 0 | 0 | 0 | 0 | 0 | 0
QLD | Dispatchable Storage | 0 | 5241.2738 | 5241.2738 | 5241.2738 | 5241.2738 | 5241.2738 | 5241.2738 | 5241.2738 | 5241.2738 | 5241.2738 | 5241.2738 | 0 | 0 | 0 | 0 | 0 | 0 | 39065.7516 | 39065.7516 | 39065.7516 | 39065.7516
QLD | Wind | 0 | 86418.4176 | 86418.4176 | 86418.4176 | 86418.4176 | 86418.4176 | 86418.4176 | 86418.4176 | 86418.4176 | 86418.4176 | 86418.4176 | 86418.4176 | 86418.4176 | 86418.4176 | 109695.1356 | 109695.1356 | 189953.9749 | 189953.9749 | 189953.9749 | 297384.4893 | 297384.4893
QLD | Solar | 0 | 46264.5233 | 46264.5233 | 46264.5233 | 46264.5233 | 46264.5233 | 46264.5233 | 46264.5233 | 46264.5233 | 46264.5233 | 46264.5233 | 46264.5233 | 46264.5233 | 46264.5233 | 46264.5233 | 46264.5233 | 46264.5233 | 46264.5233 | 46264.5233 | 46264.5233 | 46264.5233
Total |  | 0 | 137924.2147 | 137924.2147 | 137924.2147 | 137924.2147 | 137924.2147 | 137924.2147 | 137924.2147 | 137924.2147 | 137924.2147 | 137924.2147 | 132682.9409 | 132682.9409 | 132682.9409 | 155959.6589 | 155959.6589 | 236218.4982 | 275284.2498 | 275284.2498 | 382714.7642 | 382714.7642
Region | Technology | 2022 | 2023 | 2024 | 2025 | 2026 | 2027 | 2028 | 2029 | 2030 | 2031 | 2032 | 2033 | 2034 | 2035 | 2036 | 2037 | 2038 | 2039 | 2040 | 2041 | 2042
VIC | Black Coal | 0 | 0 | 0 | 0 | 0 | 0 | 0 | 0 | 0 | 0 | 0 | 0 | 0 | 0 | 0 | 0 | 0 | 0 | 0 | 0 | 0
VIC | Brown Coal | 0 | 0 | 0 | 0 | 0 | 0 | 0 | 0 | 0 | 0 | 0 | 0 | 0 | 0 | 0 | 0 | 0 | 0 | 0 | 0 | 0
VIC | CCGT | 0 | 0 | 0 | 0 | 0 | 0 | 0 | 0 | 0 | 0 | 0 | 0 | 0 | 0 | 0 | 0 | 0 | 0 | 0 | 0 | 0
VIC | Peaking Gas+Liquids | 0 | 0 | 0 | 0 | 0 | 0 | 0 | 0 | 0 | 0 | 0 | 0 | 0 | 0 | 0 | 0 | 0 | 0 | 0 | 0 | 0
VIC | Hydro | 0 | 0 | 0 | 0 | 0 | 0 | 0 | 0 | 0 | 0 | 0 | 0 | 0 | 0 | 0 | 0 | 0 | 0 | 0 | 0 | 0
VIC | Dispatchable Storage | 0 | 0 | 0 | 0 | 0 | 0 | 0 | 0 | 0 | 0 | 0 | 18438.0277 | 18438.0277 | 36948.776 | 36948.776 | 36948.776 | 36948.776 | 36948.776 | 36948.776 | 36948.776 | 174121.5346
VIC | Wind | 0 | 62770.4147 | 62770.4147 | 87228.3537 | 142285.4581 | 197297.8141 | 251878.1766 | 306625.0233 | 360823.2636 | 360823.2636 | 360823.2636 | 360823.2636 | 360823.2636 | 360823.2636 | 360823.2636 | 360823.2636 | 360823.2636 | 360823.2636 | 360823.2636 | 360823.2636 | 360823.2636
VIC | Solar | 0 | 0 | 0 | 22778.8801 | 34100.1065 | 45390.9157 | 56763.4497 | 68066.5229 | 78990.3398 | 78990.3398 | 78990.3398 | 78990.3398 | 78990.3398 | 78990.3398 | 78990.3398 | 78990.3398 | 78990.3398 | 78990.3398 | 78990.3398 | 78990.3398 | 78990.3398
Total |  | 0 | 62770.4147 | 62770.4147 | 110007.2338 | 176385.5645 | 242688.7297 | 308641.6263 | 374691.5462 | 439813.6034 | 439813.6034 | 439813.6034 | 458251.631 | 458251.631 | 476762.3794 | 476762.3794 | 476762.3794 | 476762.3794 | 476762.3794 | 476762.3794 | 476762.3794 | 613935.138
Region | Technology | 2022 | 2023 | 2024 | 2025 | 2026 | 2027 | 2028 | 2029 | 2030 | 2031 | 2032 | 2033 | 2034 | 2035 | 2036 | 2037 | 2038 | 2039 | 2040 | 2041 | 2042
SA | Black Coal | 0 | 0 | 0 | 0 | 0 | 0 | 0 | 0 | 0 | 0 | 0 | 0 | 0 | 0 | 0 | 0 | 0 | 0 | 0 | 0 | 0
SA | Brown Coal | 0 | 0 | 0 | 0 | 0 | 0 | 0 | 0 | 0 | 0 | 0 | 0 | 0 | 0 | 0 | 0 | 0 | 0 | 0 | 0 | 0
SA | CCGT | 0 | 0 | 0 | 0 | 0 | 0 | 0 | 0 | 0 | 0 | 0 | 0 | 0 | 0 | 0 | 0 | 0 | 0 | 0 | 0 | 0
SA | Peaking Gas+Liquids | 0 | 0 | 0 | 0 | 0 | 0 | 0 | 0 | 0 | 0 | 0 | 0 | 0 | 0 | 0 | 6336.5972 | 16170.3182 | 16170.3182 | 16170.3182 | 16170.3182 | 58644.6682
SA | Hydro | 0 | 0 | 0 | 0 | 0 | 0 | 0 | 0 | 0 | 0 | 0 | 0 | 0 | 0 | 0 | 0 | 0 | 0 | 0 | 0 | 0
SA | Dispatchable Storage | 0 | 0 | 0 | 0 | 0 | 0 | 0 | 0 | 0 | 0 | 0 | 0 | 0 | 0 | 47890.0533 | 76817.2722 | 166823.609 | 166823.609 | 166823.609 | 166823.609 | 211068.6653
SA | Wind | 0 | 0 | 0 | 0 | 0 | 0 | 0 | 0 | 0 | 0 | 0 | 0 | 0 | 0 | 0 | 0 | 0 | 0 | 0 | 14540.1199 | 14540.1199
SA | Solar | 0 | 0 | 0 | 0 | 0 | 0 | 0 | 0 | 0 | 0 | 0 | 0 | 0 | 0 | 6211.933 | 60800.289 | 169256.1946 | 169256.1946 | 169256.1946 | 169256.1946 | 169256.1946
Total |  | 0 | 0 | 0 | 0 | 0 | 0 | 0 | 0 | 0 | 0 | 0 | 0 | 0 | 0 | 54101.9863 | 143954.1583 | 352250.1218 | 352250.1218 | 352250.1218 | 366790.2417 | 453509.648
Region | Technology | 2022 | 2023 | 2024 | 2025 | 2026 | 2027 | 2028 | 2029 | 2030 | 2031 | 2032 | 2033 | 2034 | 2035 | 2036 | 2037 | 2038 | 2039 | 2040 | 2041 | 2042
TAS | Black Coal | 0 | 0 | 0 | 0 | 0 | 0 | 0 | 0 | 0 | 0 | 0 | 0 | 0 | 0 | 0 | 0 | 0 | 0 | 0 | 0 | 0
TAS | Brown Coal | 0 | 0 | 0 | 0 | 0 | 0 | 0 | 0 | 0 | 0 | 0 | 0 | 0 | 0 | 0 | 0 | 0 | 0 | 0 | 0 | 0
TAS | CCGT | 0 | 0 | 0 | 0 | 0 | 0 | 0 | 0 | 0 | 0 | 0 | 0 | 0 | 0 | 0 | 0 | 0 | 0 | 0 | 0 | 0
TAS | Peaking Gas+Liquids | 0 | 0 | 0 | 0 | 0 | 0 | 0 | 0 | 0 | 0 | 0 | 0 | 0 | 0 | 0 | 0 | 0 | 0 | 0 | 0 | 0
TAS | Hydro | 0 | 0 | 0 | 0 | 0 | 0 | 0 | 0 | 0 | 0 | 0 | 0 | 0 | 0 | 0 | 0 | 0 | 0 | 0 | 0 | 0
TAS | VPP Battery | 0 | 0 | 0 | 0 | 0 | 0 | 0 | 0 | 0 | 0 | 0 | 0 | 0 | 0 | 0 | 0 | 0 | 0 | 0 | 0 | 0
TAS | Wind | 0 | 0 | 0 | 0 | 0 | 0 | 0 | 0 | 0 | 0 | 0 | 0 | 0 | 0 | 0 | 0 | 0 | 0 | 0 | 0 | 0
TAS | Solar | 0 | 0 | 0 | 0 | 0 | 0 | 0 | 0 | 0 | 0 | 0 | 0 | 0 | 0 | 0 | 0 | 0 | 0 | 0 | 0 | 0
Total |  | 0 | 0 | 0 | 0 | 0 | 0 | 0 | 0 | 0 | 0 | 0 | 0 | 0 | 0 | 0 | 0 | 0 | 0 | 0 | 0 | 0

## RehabCost_1
Rehabilitation cost by technology ($000s) - Slow Change (Counterfactual)
Real June 2019 dollars. Years are financial year ending. Some rounding errors may be present.
Region | Technology | 2022 | 2023 | 2024 | 2025 | 2026 | 2027 | 2028 | 2029 | 2030 | 2031 | 2032 | 2033 | 2034 | 2035 | 2036 | 2037 | 2038 | 2039 | 2040 | 2041 | 2042
NEM | Black Coal | 0 | 81274.3363 | 243823.0088 | 0 | 0 | 0 | 0 | 113784.0708 | 214564.2478 | 0 | 0 | 324772.2478 | 0 | 0 | 119773.6643 | 70756.6244 | 8892.2251 | 0 | 0 | 0 | 0
NEM | Brown Coal | 0 | 0 | 0 | 0 | 0 | 0 | 0 | 0 | 56892.0354 | 56892.0354 | 60955.7522 | 60955.7522 | 0 | 0 | 0 | 0 | 0 | 0 | 0 | 0 | 0
NEM | CCGT | 0 | 31696.9912 | 23772.7434 | 0 | 0 | 0 | 0 | 50847.2566 | 0 | 0 | 0 | 0 | 0 | 0 | 105656.6372 | 0 | 69865.4513 | 0 | 84974.3504 | 0 | 0
NEM | Peaking Gas+Liquids | 0 | 0 | 0 | 0 | 0 | 0 | 0 | 0 | 0 | 17486.6814 | 0 | 10713.2782 | 21121.1681 | 5348.8673 | 5943.1858 | 0 | 0 | 0 | 20115.3982 | 5486.0177 | 0
NEM | Hydro | 0 | 0 | 0 | 0 | 0 | 0 | 0 | 0 | 0 | 0 | 0 | 0 | 0 | 0 | 0 | 0 | 9436.108 | 0 | 0 | 0 | 0
NEM | Dispatchable Storage | 0 | 0 | 0 | 0 | 0 | 0 | 0 | 0 | 0 | 0 | 0 | 0 | 0 | 0 | 0 | 0 | 0 | 0 | 0 | 0 | 0
NEM | Wind | 0 | 0 | 0 | 0 | 0 | 0 | 0 | 0 | 991.119 | 502.3854 | 0 | 0 | 3043.8001 | 0 | 1658.9639 | 1845.7202 | 1454.7333 | 327.6426 | 2716.1575 | 4740.989 | 527.5046
NEM | Solar | 0 | 0 | 0 | 0 | 0 | 0 | 0 | 0 | 0 | 0 | 0 | 0 | 0 | 0 | 0 | 0 | 0 | 0 | 0 | 0 | 0
Total |  | 0 | 112971.3274 | 267595.7522 | 0 | 0 | 0 | 0 | 164631.3274 | 272447.4022 | 74881.1022 | 60955.7522 | 396441.2782 | 24164.9683 | 5348.8673 | 233032.4512 | 72602.3446 | 89648.5178 | 327.6426 | 107805.9061 | 10227.0067 | 527.5046
Region | Technology | 2022 | 2023 | 2024 | 2025 | 2026 | 2027 | 2028 | 2029 | 2030 | 2031 | 2032 | 2033 | 2034 | 2035 | 2036 | 2037 | 2038 | 2039 | 2040 | 2041 | 2042
NSW | Black Coal | 0 | 81274.3363 | 243823.0088 | 0 | 0 | 0 | 0 | 0 | 214564.2478 | 0 | 0 | 324772.2478 | 0 | 0 | 0 | 0 | 0 | 0 | 0 | 0 | 0
NSW | Brown Coal | 0 | 0 | 0 | 0 | 0 | 0 | 0 | 0 | 0 | 0 | 0 | 0 | 0 | 0 | 0 | 0 | 0 | 0 | 0 | 0 | 0
NSW | CCGT | 0 | 0 | 0 | 0 | 0 | 0 | 0 | 0 | 0 | 0 | 0 | 0 | 0 | 0 | 0 | 0 | 0 | 0 | 0 | 0 | 0
NSW | Peaking Gas+Liquids | 0 | 0 | 0 | 0 | 0 | 0 | 0 | 0 | 0 | 0 | 0 | 0 | 0 | 0 | 2285.8407 | 0 | 0 | 0 | 0 | 0 | 0
NSW | Hydro | 0 | 0 | 0 | 0 | 0 | 0 | 0 | 0 | 0 | 0 | 0 | 0 | 0 | 0 | 0 | 0 | 0 | 0 | 0 | 0 | 0
NSW | Dispatchable Storage | 0 | 0 | 0 | 0 | 0 | 0 | 0 | 0 | 0 | 0 | 0 | 0 | 0 | 0 | 0 | 0 | 0 | 0 | 0 | 0 | 0
NSW | Wind | 0 | 0 | 0 | 0 | 0 | 0 | 0 | 0 | 0 | 0 | 0 | 0 | 0 | 0 | 0 | 507.8461 | 0 | 327.6426 | 0 | 1166.4078 | 527.5046
NSW | Solar | 0 | 0 | 0 | 0 | 0 | 0 | 0 | 0 | 0 | 0 | 0 | 0 | 0 | 0 | 0 | 0 | 0 | 0 | 0 | 0 | 0
Total |  | 0 | 81274.3363 | 243823.0088 | 0 | 0 | 0 | 0 | 0 | 214564.2478 | 0 | 0 | 324772.2478 | 0 | 0 | 2285.8407 | 507.8461 | 0 | 327.6426 | 0 | 1166.4078 | 527.5046
Region | Technology | 2022 | 2023 | 2024 | 2025 | 2026 | 2027 | 2028 | 2029 | 2030 | 2031 | 2032 | 2033 | 2034 | 2035 | 2036 | 2037 | 2038 | 2039 | 2040 | 2041 | 2042
QLD | Black Coal | 0 | 0 | 0 | 0 | 0 | 0 | 0 | 113784.0708 | 0 | 0 | 0 | 0 | 0 | 0 | 119773.6643 | 70756.6244 | 8892.2251 | 0 | 0 | 0 | 0
QLD | Brown Coal | 0 | 0 | 0 | 0 | 0 | 0 | 0 | 0 | 0 | 0 | 0 | 0 | 0 | 0 | 0 | 0 | 0 | 0 | 0 | 0 | 0
QLD | CCGT | 0 | 0 | 0 | 0 | 0 | 0 | 0 | 50847.2566 | 0 | 0 | 0 | 0 | 0 | 0 | 0 | 0 | 0 | 0 | 18938.9522 | 0 | 0
QLD | Peaking Gas+Liquids | 0 | 0 | 0 | 0 | 0 | 0 | 0 | 0 | 0 | 0 | 0 | 0 | 13349.3097 | 5348.8673 | 0 | 0 | 0 | 0 | 0 | 0 | 0
QLD | Hydro | 0 | 0 | 0 | 0 | 0 | 0 | 0 | 0 | 0 | 0 | 0 | 0 | 0 | 0 | 0 | 0 | 9436.108 | 0 | 0 | 0 | 0
QLD | Dispatchable Storage | 0 | 0 | 0 | 0 | 0 | 0 | 0 | 0 | 0 | 0 | 0 | 0 | 0 | 0 | 0 | 0 | 0 | 0 | 0 | 0 | 0
QLD | Wind | 0 | 0 | 0 | 0 | 0 | 0 | 0 | 0 | 0 | 0 | 0 | 0 | 0 | 0 | 0 | 0 | 0 | 0 | 0 | 0 | 0
QLD | Solar | 0 | 0 | 0 | 0 | 0 | 0 | 0 | 0 | 0 | 0 | 0 | 0 | 0 | 0 | 0 | 0 | 0 | 0 | 0 | 0 | 0
Total |  | 0 | 0 | 0 | 0 | 0 | 0 | 0 | 164631.3274 | 0 | 0 | 0 | 0 | 13349.3097 | 5348.8673 | 119773.6643 | 70756.6244 | 18328.3331 | 0 | 18938.9522 | 0 | 0
Region | Technology | 2022 | 2023 | 2024 | 2025 | 2026 | 2027 | 2028 | 2029 | 2030 | 2031 | 2032 | 2033 | 2034 | 2035 | 2036 | 2037 | 2038 | 2039 | 2040 | 2041 | 2042
VIC | Black Coal | 0 | 0 | 0 | 0 | 0 | 0 | 0 | 0 | 0 | 0 | 0 | 0 | 0 | 0 | 0 | 0 | 0 | 0 | 0 | 0 | 0
VIC | Brown Coal | 0 | 0 | 0 | 0 | 0 | 0 | 0 | 0 | 56892.0354 | 56892.0354 | 60955.7522 | 60955.7522 | 0 | 0 | 0 | 0 | 0 | 0 | 0 | 0 | 0
VIC | CCGT | 0 | 0 | 0 | 0 | 0 | 0 | 0 | 0 | 0 | 0 | 0 | 0 | 0 | 0 | 0 | 0 | 0 | 0 | 66035.3982 | 0 | 0
VIC | Peaking Gas+Liquids | 0 | 0 | 0 | 0 | 0 | 0 | 0 | 0 | 0 | 0 | 0 | 0 | 7771.8584 | 0 | 0 | 0 | 0 | 0 | 20115.3982 | 0 | 0
VIC | Hydro | 0 | 0 | 0 | 0 | 0 | 0 | 0 | 0 | 0 | 0 | 0 | 0 | 0 | 0 | 0 | 0 | 0 | 0 | 0 | 0 | 0
VIC | Dispatchable Storage | 0 | 0 | 0 | 0 | 0 | 0 | 0 | 0 | 0 | 0 | 0 | 0 | 0 | 0 | 0 | 0 | 0 | 0 | 0 | 0 | 0
VIC | Wind | 0 | 0 | 0 | 0 | 0 | 0 | 0 | 0 | 0 | 0 | 0 | 0 | 573.3746 | 0 | 0 | 0 | 733.9195 | 0 | 2096.9129 | 3148.6458 | 0
VIC | Solar | 0 | 0 | 0 | 0 | 0 | 0 | 0 | 0 | 0 | 0 | 0 | 0 | 0 | 0 | 0 | 0 | 0 | 0 | 0 | 0 | 0
Total |  | 0 | 0 | 0 | 0 | 0 | 0 | 0 | 0 | 56892.0354 | 56892.0354 | 60955.7522 | 60955.7522 | 8345.233 | 0 | 0 | 0 | 733.9195 | 0 | 88247.7093 | 3148.6458 | 0
Region | Technology | 2022 | 2023 | 2024 | 2025 | 2026 | 2027 | 2028 | 2029 | 2030 | 2031 | 2032 | 2033 | 2034 | 2035 | 2036 | 2037 | 2038 | 2039 | 2040 | 2041 | 2042
SA | Black Coal | 0 | 0 | 0 | 0 | 0 | 0 | 0 | 0 | 0 | 0 | 0 | 0 | 0 | 0 | 0 | 0 | 0 | 0 | 0 | 0 | 0
SA | Brown Coal | 0 | 0 | 0 | 0 | 0 | 0 | 0 | 0 | 0 | 0 | 0 | 0 | 0 | 0 | 0 | 0 | 0 | 0 | 0 | 0 | 0
SA | CCGT | 0 | 31696.9912 | 23772.7434 | 0 | 0 | 0 | 0 | 0 | 0 | 0 | 0 | 0 | 0 | 0 | 105656.6372 | 0 | 69865.4513 | 0 | 0 | 0 | 0
SA | Peaking Gas+Liquids | 0 | 0 | 0 | 0 | 0 | 0 | 0 | 0 | 0 | 17486.6814 | 0 | 10713.2782 | 0 | 0 | 3657.3451 | 0 | 0 | 0 | 0 | 0 | 0
SA | Hydro | 0 | 0 | 0 | 0 | 0 | 0 | 0 | 0 | 0 | 0 | 0 | 0 | 0 | 0 | 0 | 0 | 0 | 0 | 0 | 0 | 0
SA | Dispatchable Storage | 0 | 0 | 0 | 0 | 0 | 0 | 0 | 0 | 0 | 0 | 0 | 0 | 0 | 0 | 0 | 0 | 0 | 0 | 0 | 0 | 0
SA | Wind | 0 | 0 | 0 | 0 | 0 | 0 | 0 | 0 | 991.119 | 502.3854 | 0 | 0 | 2470.4255 | 0 | 1658.9639 | 1337.8741 | 720.8138 | 0 | 619.2446 | 425.9354 | 0
SA | Solar | 0 | 0 | 0 | 0 | 0 | 0 | 0 | 0 | 0 | 0 | 0 | 0 | 0 | 0 | 0 | 0 | 0 | 0 | 0 | 0 | 0
Total |  | 0 | 31696.9912 | 23772.7434 | 0 | 0 | 0 | 0 | 0 | 991.119 | 17989.0668 | 0 | 10713.2782 | 2470.4255 | 0 | 110972.9462 | 1337.8741 | 70586.2651 | 0 | 619.2446 | 425.9354 | 0
Region | Technology | 2022 | 2023 | 2024 | 2025 | 2026 | 2027 | 2028 | 2029 | 2030 | 2031 | 2032 | 2033 | 2034 | 2035 | 2036 | 2037 | 2038 | 2039 | 2040 | 2041 | 2042
TAS | Black Coal | 0 | 0 | 0 | 0 | 0 | 0 | 0 | 0 | 0 | 0 | 0 | 0 | 0 | 0 | 0 | 0 | 0 | 0 | 0 | 0 | 0
TAS | Brown Coal | 0 | 0 | 0 | 0 | 0 | 0 | 0 | 0 | 0 | 0 | 0 | 0 | 0 | 0 | 0 | 0 | 0 | 0 | 0 | 0 | 0
TAS | CCGT | 0 | 0 | 0 | 0 | 0 | 0 | 0 | 0 | 0 | 0 | 0 | 0 | 0 | 0 | 0 | 0 | 0 | 0 | 0 | 0 | 0
TAS | Peaking Gas+Liquids | 0 | 0 | 0 | 0 | 0 | 0 | 0 | 0 | 0 | 0 | 0 | 0 | 0 | 0 | 0 | 0 | 0 | 0 | 0 | 5486.0177 | 0
TAS | Hydro | 0 | 0 | 0 | 0 | 0 | 0 | 0 | 0 | 0 | 0 | 0 | 0 | 0 | 0 | 0 | 0 | 0 | 0 | 0 | 0 | 0
TAS | Dispatchable Storage | 0 | 0 | 0 | 0 | 0 | 0 | 0 | 0 | 0 | 0 | 0 | 0 | 0 | 0 | 0 | 0 | 0 | 0 | 0 | 0 | 0
TAS | Wind | 0 | 0 | 0 | 0 | 0 | 0 | 0 | 0 | 0 | 0 | 0 | 0 | 0 | 0 | 0 | 0 | 0 | 0 | 0 | 0 | 0
TAS | Solar | 0 | 0 | 0 | 0 | 0 | 0 | 0 | 0 | 0 | 0 | 0 | 0 | 0 | 0 | 0 | 0 | 0 | 0 | 0 | 0 | 0
Total |  | 0 | 0 | 0 | 0 | 0 | 0 | 0 | 0 | 0 | 0 | 0 | 0 | 0 | 0 | 0 | 0 | 0 | 0 | 0 | 5486.0177 | 0

## RehabCost_2
Rehabilitation cost by technology ($000s) - Slow Change (DP6)
Real June 2019 dollars. Years are financial year ending. Some rounding errors may be present.
Region | Technology | 2022 | 2023 | 2024 | 2025 | 2026 | 2027 | 2028 | 2029 | 2030 | 2031 | 2032 | 2033 | 2034 | 2035 | 2036 | 2037 | 2038 | 2039 | 2040 | 2041 | 2042
NEM | Black Coal | 0 | 81274.3363 | 243823.0088 | 0 | 0 | 0 | 0 | 113784.0708 | 214564.2478 | 0 | 0 | 468140.177 | 0 | 0 | 182054.5133 | 0 | 0 | 0 | 0 | 0 | 0
NEM | Brown Coal | 0 | 0 | 0 | 0 | 0 | 0 | 0 | 0 | 56892.0354 | 56892.0354 | 60955.7522 | 60955.7522 | 0 | 0 | 0 | 0 | 0 | 0 | 0 | 0 | 0
NEM | CCGT | 0 | 31696.9912 | 23772.7434 | 0 | 0 | 0 | 0 | 50847.2566 | 0 | 0 | 0 | 0 | 0 | 0 | 105656.6372 | 0 | 69865.4513 | 0 | 84974.3504 | 0 | 0
NEM | Peaking Gas+Liquids | 0 | 0 | 0 | 0 | 0 | 0 | 0 | 0 | 0 | 17486.6814 | 0 | 10713.2782 | 21121.1681 | 5348.8673 | 5943.1858 | 0 | 0 | 0 | 20115.3982 | 5486.0177 | 0
NEM | Hydro | 0 | 0 | 0 | 0 | 0 | 0 | 0 | 0 | 0 | 0 | 0 | 0 | 0 | 0 | 0 | 0 | 9436.108 | 0 | 0 | 0 | 0
NEM | Dispatchable Storage | 0 | 0 | 0 | 0 | 0 | 0 | 0 | 0 | 0 | 0 | 0 | 0 | 0 | 0 | 0 | 0 | 0 | 0 | 0 | 0 | 0
NEM | Wind | 0 | 0 | 0 | 0 | 0 | 0 | 0 | 0 | 991.119 | 502.3854 | 0 | 0 | 3043.8001 | 0 | 1658.9639 | 3290.6242 | 6287.2438 | 6651.1456 | 5664.9412 | 7511.7536 | 527.5046
NEM | Solar | 0 | 0 | 0 | 0 | 0 | 0 | 0 | 0 | 0 | 0 | 0 | 0 | 0 | 0 | 2642.984 | 0 | 1528.999 | 3282.9792 | 0 | 0 | 0
Total |  | 0 | 112971.3274 | 267595.7522 | 0 | 0 | 0 | 0 | 164631.3274 | 272447.4022 | 74881.1022 | 60955.7522 | 539809.2074 | 24164.9683 | 5348.8673 | 297956.2841 | 3290.6242 | 87117.8021 | 9934.1248 | 110754.6899 | 12997.7713 | 527.5046
Region | Technology | 2022 | 2023 | 2024 | 2025 | 2026 | 2027 | 2028 | 2029 | 2030 | 2031 | 2032 | 2033 | 2034 | 2035 | 2036 | 2037 | 2038 | 2039 | 2040 | 2041 | 2042
NSW | Black Coal | 0 | 81274.3363 | 243823.0088 | 0 | 0 | 0 | 0 | 0 | 214564.2478 | 0 | 0 | 468140.177 | 0 | 0 | 0 | 0 | 0 | 0 | 0 | 0 | 0
NSW | Brown Coal | 0 | 0 | 0 | 0 | 0 | 0 | 0 | 0 | 0 | 0 | 0 | 0 | 0 | 0 | 0 | 0 | 0 | 0 | 0 | 0 | 0
NSW | CCGT | 0 | 0 | 0 | 0 | 0 | 0 | 0 | 0 | 0 | 0 | 0 | 0 | 0 | 0 | 0 | 0 | 0 | 0 | 0 | 0 | 0
NSW | Peaking Gas+Liquids | 0 | 0 | 0 | 0 | 0 | 0 | 0 | 0 | 0 | 0 | 0 | 0 | 0 | 0 | 2285.8407 | 0 | 0 | 0 | 0 | 0 | 0
NSW | Hydro | 0 | 0 | 0 | 0 | 0 | 0 | 0 | 0 | 0 | 0 | 0 | 0 | 0 | 0 | 0 | 0 | 0 | 0 | 0 | 0 | 0
NSW | Dispatchable Storage | 0 | 0 | 0 | 0 | 0 | 0 | 0 | 0 | 0 | 0 | 0 | 0 | 0 | 0 | 0 | 0 | 0 | 0 | 0 | 0 | 0
NSW | Wind | 0 | 0 | 0 | 0 | 0 | 0 | 0 | 0 | 0 | 0 | 0 | 0 | 0 | 0 | 0 | 507.8461 | 4832.5105 | 327.6426 | 0 | 3937.1724 | 527.5046
NSW | Solar | 0 | 0 | 0 | 0 | 0 | 0 | 0 | 0 | 0 | 0 | 0 | 0 | 0 | 0 | 0 | 0 | 436.8569 | 3282.9792 | 0 | 0 | 0
Total |  | 0 | 81274.3363 | 243823.0088 | 0 | 0 | 0 | 0 | 0 | 214564.2478 | 0 | 0 | 468140.177 | 0 | 0 | 2285.8407 | 507.8461 | 5269.3673 | 3610.6219 | 0 | 3937.1724 | 527.5046
Region | Technology | 2022 | 2023 | 2024 | 2025 | 2026 | 2027 | 2028 | 2029 | 2030 | 2031 | 2032 | 2033 | 2034 | 2035 | 2036 | 2037 | 2038 | 2039 | 2040 | 2041 | 2042
QLD | Black Coal | 0 | 0 | 0 | 0 | 0 | 0 | 0 | 113784.0708 | 0 | 0 | 0 | 0 | 0 | 0 | 182054.5133 | 0 | 0 | 0 | 0 | 0 | 0
QLD | Brown Coal | 0 | 0 | 0 | 0 | 0 | 0 | 0 | 0 | 0 | 0 | 0 | 0 | 0 | 0 | 0 | 0 | 0 | 0 | 0 | 0 | 0
QLD | CCGT | 0 | 0 | 0 | 0 | 0 | 0 | 0 | 50847.2566 | 0 | 0 | 0 | 0 | 0 | 0 | 0 | 0 | 0 | 0 | 18938.9522 | 0 | 0
QLD | Peaking Gas+Liquids | 0 | 0 | 0 | 0 | 0 | 0 | 0 | 0 | 0 | 0 | 0 | 0 | 13349.3097 | 5348.8673 | 0 | 0 | 0 | 0 | 0 | 0 | 0
QLD | Hydro | 0 | 0 | 0 | 0 | 0 | 0 | 0 | 0 | 0 | 0 | 0 | 0 | 0 | 0 | 0 | 0 | 9436.108 | 0 | 0 | 0 | 0
QLD | Dispatchable Storage | 0 | 0 | 0 | 0 | 0 | 0 | 0 | 0 | 0 | 0 | 0 | 0 | 0 | 0 | 0 | 0 | 0 | 0 | 0 | 0 | 0
QLD | Wind | 0 | 0 | 0 | 0 | 0 | 0 | 0 | 0 | 0 | 0 | 0 | 0 | 0 | 0 | 0 | 0 | 0 | 0 | 0 | 0 | 0
QLD | Solar | 0 | 0 | 0 | 0 | 0 | 0 | 0 | 0 | 0 | 0 | 0 | 0 | 0 | 0 | 2642.984 | 0 | 1092.1421 | 0 | 0 | 0 | 0
Total |  | 0 | 0 | 0 | 0 | 0 | 0 | 0 | 164631.3274 | 0 | 0 | 0 | 0 | 13349.3097 | 5348.8673 | 184697.4972 | 0 | 10528.2501 | 0 | 18938.9522 | 0 | 0
Region | Technology | 2022 | 2023 | 2024 | 2025 | 2026 | 2027 | 2028 | 2029 | 2030 | 2031 | 2032 | 2033 | 2034 | 2035 | 2036 | 2037 | 2038 | 2039 | 2040 | 2041 | 2042
VIC | Black Coal | 0 | 0 | 0 | 0 | 0 | 0 | 0 | 0 | 0 | 0 | 0 | 0 | 0 | 0 | 0 | 0 | 0 | 0 | 0 | 0 | 0
VIC | Brown Coal | 0 | 0 | 0 | 0 | 0 | 0 | 0 | 0 | 56892.0354 | 56892.0354 | 60955.7522 | 60955.7522 | 0 | 0 | 0 | 0 | 0 | 0 | 0 | 0 | 0
VIC | CCGT | 0 | 0 | 0 | 0 | 0 | 0 | 0 | 0 | 0 | 0 | 0 | 0 | 0 | 0 | 0 | 0 | 0 | 0 | 66035.3982 | 0 | 0
VIC | Peaking Gas+Liquids | 0 | 0 | 0 | 0 | 0 | 0 | 0 | 0 | 0 | 0 | 0 | 0 | 7771.8584 | 0 | 0 | 0 | 0 | 0 | 20115.3982 | 0 | 0
VIC | Hydro | 0 | 0 | 0 | 0 | 0 | 0 | 0 | 0 | 0 | 0 | 0 | 0 | 0 | 0 | 0 | 0 | 0 | 0 | 0 | 0 | 0
VIC | Dispatchable Storage | 0 | 0 | 0 | 0 | 0 | 0 | 0 | 0 | 0 | 0 | 0 | 0 | 0 | 0 | 0 | 0 | 0 | 0 | 0 | 0 | 0
VIC | Wind | 0 | 0 | 0 | 0 | 0 | 0 | 0 | 0 | 0 | 0 | 0 | 0 | 573.3746 | 0 | 0 | 0 | 733.9195 | 4586.9969 | 2096.9129 | 3148.6458 | 0
VIC | Solar | 0 | 0 | 0 | 0 | 0 | 0 | 0 | 0 | 0 | 0 | 0 | 0 | 0 | 0 | 0 | 0 | 0 | 0 | 0 | 0 | 0
Total |  | 0 | 0 | 0 | 0 | 0 | 0 | 0 | 0 | 56892.0354 | 56892.0354 | 60955.7522 | 60955.7522 | 8345.233 | 0 | 0 | 0 | 733.9195 | 4586.9969 | 88247.7093 | 3148.6458 | 0
Region | Technology | 2022 | 2023 | 2024 | 2025 | 2026 | 2027 | 2028 | 2029 | 2030 | 2031 | 2032 | 2033 | 2034 | 2035 | 2036 | 2037 | 2038 | 2039 | 2040 | 2041 | 2042
SA | Black Coal | 0 | 0 | 0 | 0 | 0 | 0 | 0 | 0 | 0 | 0 | 0 | 0 | 0 | 0 | 0 | 0 | 0 | 0 | 0 | 0 | 0
SA | Brown Coal | 0 | 0 | 0 | 0 | 0 | 0 | 0 | 0 | 0 | 0 | 0 | 0 | 0 | 0 | 0 | 0 | 0 | 0 | 0 | 0 | 0
SA | CCGT | 0 | 31696.9912 | 23772.7434 | 0 | 0 | 0 | 0 | 0 | 0 | 0 | 0 | 0 | 0 | 0 | 105656.6372 | 0 | 69865.4513 | 0 | 0 | 0 | 0
SA | Peaking Gas+Liquids | 0 | 0 | 0 | 0 | 0 | 0 | 0 | 0 | 0 | 17486.6814 | 0 | 10713.2782 | 0 | 0 | 3657.3451 | 0 | 0 | 0 | 0 | 0 | 0
SA | Hydro | 0 | 0 | 0 | 0 | 0 | 0 | 0 | 0 | 0 | 0 | 0 | 0 | 0 | 0 | 0 | 0 | 0 | 0 | 0 | 0 | 0
SA | Dispatchable Storage | 0 | 0 | 0 | 0 | 0 | 0 | 0 | 0 | 0 | 0 | 0 | 0 | 0 | 0 | 0 | 0 | 0 | 0 | 0 | 0 | 0
SA | Wind | 0 | 0 | 0 | 0 | 0 | 0 | 0 | 0 | 991.119 | 502.3854 | 0 | 0 | 2470.4255 | 0 | 1658.9639 | 2782.7781 | 720.8138 | 1736.506 | 3568.0283 | 425.9354 | 0
SA | Solar | 0 | 0 | 0 | 0 | 0 | 0 | 0 | 0 | 0 | 0 | 0 | 0 | 0 | 0 | 0 | 0 | 0 | 0 | 0 | 0 | 0
Total |  | 0 | 31696.9912 | 23772.7434 | 0 | 0 | 0 | 0 | 0 | 991.119 | 17989.0668 | 0 | 10713.2782 | 2470.4255 | 0 | 110972.9462 | 2782.7781 | 70586.2651 | 1736.506 | 3568.0283 | 425.9354 | 0
Region | Technology | 2022 | 2023 | 2024 | 2025 | 2026 | 2027 | 2028 | 2029 | 2030 | 2031 | 2032 | 2033 | 2034 | 2035 | 2036 | 2037 | 2038 | 2039 | 2040 | 2041 | 2042
TAS | Black Coal | 0 | 0 | 0 | 0 | 0 | 0 | 0 | 0 | 0 | 0 | 0 | 0 | 0 | 0 | 0 | 0 | 0 | 0 | 0 | 0 | 0
TAS | Brown Coal | 0 | 0 | 0 | 0 | 0 | 0 | 0 | 0 | 0 | 0 | 0 | 0 | 0 | 0 | 0 | 0 | 0 | 0 | 0 | 0 | 0
TAS | CCGT | 0 | 0 | 0 | 0 | 0 | 0 | 0 | 0 | 0 | 0 | 0 | 0 | 0 | 0 | 0 | 0 | 0 | 0 | 0 | 0 | 0
TAS | Peaking Gas+Liquids | 0 | 0 | 0 | 0 | 0 | 0 | 0 | 0 | 0 | 0 | 0 | 0 | 0 | 0 | 0 | 0 | 0 | 0 | 0 | 5486.0177 | 0
TAS | Hydro | 0 | 0 | 0 | 0 | 0 | 0 | 0 | 0 | 0 | 0 | 0 | 0 | 0 | 0 | 0 | 0 | 0 | 0 | 0 | 0 | 0
TAS | Dispatchable Storage | 0 | 0 | 0 | 0 | 0 | 0 | 0 | 0 | 0 | 0 | 0 | 0 | 0 | 0 | 0 | 0 | 0 | 0 | 0 | 0 | 0
TAS | Wind | 0 | 0 | 0 | 0 | 0 | 0 | 0 | 0 | 0 | 0 | 0 | 0 | 0 | 0 | 0 | 0 | 0 | 0 | 0 | 0 | 0
TAS | Solar | 0 | 0 | 0 | 0 | 0 | 0 | 0 | 0 | 0 | 0 | 0 | 0 | 0 | 0 | 0 | 0 | 0 | 0 | 0 | 0 | 0
Total |  | 0 | 0 | 0 | 0 | 0 | 0 | 0 | 0 | 0 | 0 | 0 | 0 | 0 | 0 | 0 | 0 | 0 | 0 | 0 | 5486.0177 | 0

## DSPCost_1
DSP and USE cost by region ($000s) - Slow Change (Counterfactual)
Real June 2019 dollars. Years are financial year ending. Some rounding errors may be present.
Region | Aggregation | 2022 | 2023 | 2024 | 2025 | 2026 | 2027 | 2028 | 2029 | 2030 | 2031 | 2032 | 2033 | 2034 | 2035 | 2036 | 2037 | 2038 | 2039 | 2040 | 2041 | 2042
NSW | DSP + USE | 0 | 0 | 0 | 1437.5583 | 0 | 0 | 0 | 6044.2928 | 501.0586 | 0 | 0 | 9905.8446 | 4259.2624 | 4322.5399 | 10084.5808 | 8712.2672 | 10274.9507 | 12171.5466 | 7482.119 | 0 | 7258.7768
QLD | DSP + USE | 0 | 0 | 0 | 0 | 0 | 0 | 0 | 0 | 0 | 0 | 0 | 0 | 0 | 0 | 2078.598 | 1197.1959 | 0 | 0 | 3849.0164 | 0 | 0
VIC | DSP + USE | 0 | 0 | 0 | 0 | 0 | 0 | 0 | 0 | 0 | 0 | 0 | 0 | 0 | 0 | 3694.2465 | 0 | 0 | 3769.572 | 6377.8643 | 0 | 6500.8753
SA | DSP + USE | 0 | 0 | 0 | 0 | 0 | 0 | 0 | 0 | 0 | 0 | 0 | 0 | 0 | 0 | 1989.2337 | 0 | 3045.6089 | 2030.7375 | 2544.4358 | 0 | 3101.5157
TAS | DSP + USE | 0 | 0 | 0 | 0 | 0 | 0 | 0 | 0 | 0 | 0 | 0 | 0 | 0 | 0 | 0 | 0 | 0 | 0 | 0 | 0 | 0
NEM | Total | 0 | 0 | 0 | 1437.5583 | 0 | 0 | 0 | 6044.2928 | 501.0586 | 0 | 0 | 9905.8446 | 4259.2624 | 4322.5399 | 17846.659 | 9909.4631 | 13320.5596 | 17971.8561 | 20253.4355 | 0 | 16861.1678
*DSP may include unserved energy below the current reliability standard

## DSPCost_2
DSP and USE cost by region ($000s) - Slow Change (DP6)
Real June 2019 dollars. Years are financial year ending. Some rounding errors may be present.
Region | Aggregation | 2022 | 2023 | 2024 | 2025 | 2026 | 2027 | 2028 | 2029 | 2030 | 2031 | 2032 | 2033 | 2034 | 2035 | 2036 | 2037 | 2038 | 2039 | 2040 | 2041 | 2042
NSW | DSP + USE | 0 | 0 | 0 | 0 | 0 | 0 | 0 | 0 | 0 | 0 | 0 | 0 | 0 | 0 | 12528.5831 | 0 | 0 | 0 | 0 | 1509.7765 | 7595.7719
QLD | DSP + USE | 0 | 0 | 0 | 0 | 0 | 0 | 0 | 0 | 0 | 0 | 0 | 0 | 0 | 0 | 9694.0253 | 0 | 0 | 0 | 0 | 3295.3899 | 0
VIC | DSP + USE | 0 | 0 | 0 | 0 | 0 | 0 | 0 | 0 | 0 | 0 | 0 | 0 | 0 | 0 | 0 | 0 | 0 | 0 | 0 | 0 | 6500.8753
SA | DSP + USE | 0 | 0 | 0 | 0 | 0 | 0 | 0 | 0 | 0 | 0 | 0 | 0 | 0 | 0 | 1989.2337 | 2010.1967 | 4060.8119 | 0 | 0 | 0 | 3101.5157
TAS | DSP + USE | 0 | 0 | 0 | 0 | 0 | 0 | 0 | 0 | 0 | 0 | 0 | 0 | 0 | 0 | 0 | 0 | 0 | 0 | 0 | 0 | 0
NEM | Total | 0 | 0 | 0 | 0 | 0 | 0 | 0 | 0 | 0 | 0 | 0 | 0 | 0 | 0 | 24211.842 | 2010.1967 | 4060.8119 | 0 | 0 | 4805.1664 | 17198.1629
*DSP may include unserved energy below the current reliability standard

## REZTxCost_1
REZ transmission expansion cost by region ($000s) - Slow Change (Counterfactual)
Real June 2019 dollars. Years are financial year ending. As with the total capital costs, the REZ transmission expansion costs are annualised for modelling purposes. Some rounding errors may be present.
Region | Aggregation | 2022 | 2023 | 2024 | 2025 | 2026 | 2027 | 2028 | 2029 | 2030 | 2031 | 2032 | 2033 | 2034 | 2035 | 2036 | 2037 | 2038 | 2039 | 2040 | 2041 | 2042
NSW | REZ Transmission | 0 | 0 | 0 | 0 | 0 | 0 | 0 | 0 | 0 | 0 | 0 | 0 | 0 | 0 | 0 | 0 | 0 | 0 | 0 | 0 | 0
QLD | REZ Transmission | 0 | 0 | 0 | 0 | 0 | 0 | 0 | 0 | 0 | 0 | 0 | 0 | 0 | 0 | 0 | 0 | 0 | 0 | 0 | 0 | 0
VIC | REZ Transmission | 0 | 0 | 0 | 0 | 0 | 0 | 0 | 0 | 0 | 0 | 0 | 0 | 0 | 0 | 0 | 0 | 0 | 0 | 0 | 0 | 0
SA | REZ Transmission | 0 | 0 | 0 | 0 | 0 | 0 | 0 | 0 | 0 | 0 | 0 | 0 | 0 | 0 | 0 | 0 | 0 | 0 | 0 | 0 | 0
TAS | REZ Transmission | 0 | 0 | 0 | 0 | 0 | 0 | 0 | 0 | 0 | 0 | 0 | 0 | 0 | 0 | 0 | 0 | 0 | 0 | 0 | 0 | 0
NEM | Total | 0 | 0 | 0 | 0 | 0 | 0 | 0 | 0 | 0 | 0 | 0 | 0 | 0 | 0 | 0 | 0 | 0 | 0 | 0 | 0 | 0

## REZTxCost_2
REZ transmission expansion cost by region ($000s) - Slow Change (DP6)
Real June 2019 dollars. Years are financial year ending. As with the total capital costs, the REZ transmission expansion costs are annualised for modelling purposes. Some rounding errors may be present.
Region | Aggregation | 2022 | 2023 | 2024 | 2025 | 2026 | 2027 | 2028 | 2029 | 2030 | 2031 | 2032 | 2033 | 2034 | 2035 | 2036 | 2037 | 2038 | 2039 | 2040 | 2041 | 2042
NSW | REZ Transmission | 0 | 541.8 | 541.8 | 541.8 | 541.8 | 541.8 | 541.8 | 541.8 | 541.8 | 541.8 | 541.8 | 0 | 0 | 0 | 0 | 0 | 0 | 0 | 0 | 0 | 0
QLD | REZ Transmission | 0 | 0 | 0 | 0 | 0 | 0 | 0 | 0 | 0 | 0 | 0 | 0 | 0 | 0 | 0 | 0 | 0 | 0 | 0 | 0 | 0
VIC | REZ Transmission | 0 | 0 | 0 | 0 | 0 | 0 | 0 | 0 | 0 | 0 | 0 | 0 | 0 | 0 | 0 | 0 | 0 | 0 | 0 | 0 | 0
SA | REZ Transmission | 0 | 0 | 0 | 0 | 0 | 0 | 0 | 0 | 0 | 0 | 0 | 0 | 0 | 0 | 0 | 0 | 0 | 0 | 0 | 0 | 0
TAS | REZ Transmission | 0 | 0 | 0 | 0 | 0 | 0 | 0 | 0 | 0 | 0 | 0 | 0 | 0 | 0 | 0 | 0 | 0 | 0 | 0 | 0 | 0
NEM | Total | 0 | 541.8 | 541.8 | 541.8 | 541.8 | 541.8 | 541.8 | 541.8 | 541.8 | 541.8 | 541.8 | 0 | 0 | 0 | 0 | 0 | 0 | 0 | 0 | 0 | 0

## ICTxCost_1
Interconnector cost by link ($000s) - Slow Change (Counterfactual)
Real June 2019 dollars. Years are financial year ending. As with the total capital costs, the interconnector transmission expansion costs are annualised for modelling purposes. For the second table, interconnector cost has been split between regions according to loss allocations. Some rounding errors may be present.
Region | Aggregation | 2022 | 2023 | 2024 | 2025 | 2026 | 2027 | 2028 | 2029 | 2030 | 2031 | 2032 | 2033 | 2034 | 2035 | 2036 | 2037 | 2038 | 2039 | 2040 | 2041 | 2042
NEM | QNI Option 1A | 0 | 20249.4096 | 20249.4096 | 20249.4096 | 20249.4096 | 20249.4096 | 20249.4096 | 20249.4096 | 20249.4096 | 20249.4096 | 20249.4096 | 20249.4096 | 20249.4096 | 20249.4096 | 20249.4096 | 20249.4096 | 20249.4096 | 20249.4096 | 20249.4096 | 20249.4096 | 20249.4096
NEM | VNI Option 1 | 0 | 0 | 0 | 0 | 0 | 0 | 0 | 0 | 0 | 0 | 0 | 0 | 0 | 0 | 0 | 0 | 0 | 0 | 0 | 0 | 0
NEM | EnergyConnect | 0 | 0 | 0 | 0 | 0 | 0 | 0 | 0 | 0 | 0 | 0 | 0 | 0 | 0 | 0 | 0 | 0 | 0 | 0 | 0 | 0
NEM | Humelink | 0 | 0 | 0 | 0 | 0 | 0 | 0 | 0 | 0 | 0 | 0 | 0 | 0 | 0 | 0 | 0 | 0 | 0 | 0 | 0 | 0
NEM | QNI Option 2E | 0 | 0 | 0 | 0 | 0 | 0 | 0 | 0 | 0 | 0 | 0 | 0 | 0 | 0 | 0 | 0 | 0 | 0 | 0 | 0 | 0
NEM | QNI Option 3E | 0 | 0 | 0 | 0 | 0 | 0 | 0 | 0 | 0 | 0 | 0 | 0 | 0 | 0 | 0 | 0 | 0 | 0 | 0 | 0 | 0
NEM | VNI Option 6 | 0 | 0 | 0 | 0 | 0 | 0 | 0 | 0 | 0 | 0 | 0 | 0 | 0 | 0 | 0 | 0 | 0 | 0 | 0 | 0 | 0
NEM | VNI Option 7 | 0 | 0 | 0 | 0 | 0 | 0 | 0 | 0 | 0 | 0 | 0 | 0 | 0 | 0 | 0 | 0 | 0 | 0 | 0 | 0 | 0
NEM | VIC-TAS Option 3 | 0 | 0 | 0 | 0 | 0 | 0 | 0 | 0 | 0 | 0 | 0 | 0 | 0 | 0 | 0 | 0 | 0 | 0 | 0 | 0 | 0
NEM | VIC-TAS Option 4 | 0 | 0 | 0 | 0 | 0 | 0 | 0 | 0 | 0 | 0 | 0 | 0 | 0 | 0 | 0 | 0 | 0 | 0 | 0 | 0 | 0
Total |  | 0 | 20249.4096 | 20249.4096 | 20249.4096 | 20249.4096 | 20249.4096 | 20249.4096 | 20249.4096 | 20249.4096 | 20249.4096 | 20249.4096 | 20249.4096 | 20249.4096 | 20249.4096 | 20249.4096 | 20249.4096 | 20249.4096 | 20249.4096 | 20249.4096 | 20249.4096 | 20249.4096
Region | Aggregation | 2022 | 2023 | 2024 | 2025 | 2026 | 2027 | 2028 | 2029 | 2030 | 2031 | 2032 | 2033 | 2034 | 2035 | 2036 | 2037 | 2038 | 2039 | 2040 | 2041 | 2042
NSW | IC Transmission | 0 | 11339.6694 | 11339.6694 | 11339.6694 | 11339.6694 | 11339.6694 | 11339.6694 | 11339.6694 | 11339.6694 | 11339.6694 | 11339.6694 | 11339.6694 | 11339.6694 | 11339.6694 | 11339.6694 | 11339.6694 | 11339.6694 | 11339.6694 | 11339.6694 | 11339.6694 | 11339.6694
QLD | IC Transmission | 0 | 8909.7402 | 8909.7402 | 8909.7402 | 8909.7402 | 8909.7402 | 8909.7402 | 8909.7402 | 8909.7402 | 8909.7402 | 8909.7402 | 8909.7402 | 8909.7402 | 8909.7402 | 8909.7402 | 8909.7402 | 8909.7402 | 8909.7402 | 8909.7402 | 8909.7402 | 8909.7402
VIC | IC Transmission | 0 | 0 | 0 | 0 | 0 | 0 | 0 | 0 | 0 | 0 | 0 | 0 | 0 | 0 | 0 | 0 | 0 | 0 | 0 | 0 | 0
SA | IC Transmission | 0 | 0 | 0 | 0 | 0 | 0 | 0 | 0 | 0 | 0 | 0 | 0 | 0 | 0 | 0 | 0 | 0 | 0 | 0 | 0 | 0
TAS | IC Transmission | 0 | 0 | 0 | 0 | 0 | 0 | 0 | 0 | 0 | 0 | 0 | 0 | 0 | 0 | 0 | 0 | 0 | 0 | 0 | 0 | 0
Total |  | 0 | 20249.4096 | 20249.4096 | 20249.4096 | 20249.4096 | 20249.4096 | 20249.4096 | 20249.4096 | 20249.4096 | 20249.4096 | 20249.4096 | 20249.4096 | 20249.4096 | 20249.4096 | 20249.4096 | 20249.4096 | 20249.4096 | 20249.4096 | 20249.4096 | 20249.4096 | 20249.4096

## ICTxCost_2
Interconnector cost by link ($000s) - Slow Change (DP6)
Real June 2019 dollars. Years are financial year ending. As with the total capital costs, the interconnector transmission expansion costs are annualised for modelling purposes. For the second table, interconnector cost has been split between regions according to loss allocations. Early works (NPV) represents the net present value of the cost of early works on interconnectors, as detailed in the 2020 ISP report. Some rounding errors may be present.
Region | Aggregation | Early works (NPV) | 2022 | 2023 | 2024 | 2025 | 2026 | 2027 | 2028 | 2029 | 2030 | 2031 | 2032 | 2033 | 2034 | 2035 | 2036 | 2037 | 2038 | 2039 | 2040 | 2041 | 2042
NEM | QNI Option 1A | 0 | 0 | 20249.4096 | 20249.4096 | 20249.4096 | 20249.4096 | 20249.4096 | 20249.4096 | 20249.4096 | 20249.4096 | 20249.4096 | 20249.4096 | 20249.4096 | 20249.4096 | 20249.4096 | 20249.4096 | 20249.4096 | 20249.4096 | 20249.4096 | 20249.4096 | 20249.4096 | 20249.4096
NEM | VNI Option 1 | 0 | 0 | 9534.4754 | 9534.4754 | 9534.4754 | 9534.4754 | 9534.4754 | 9534.4754 | 9534.4754 | 9534.4754 | 9534.4754 | 9534.4754 | 9534.4754 | 9534.4754 | 9534.4754 | 9534.4754 | 9534.4754 | 9534.4754 | 9534.4754 | 9534.4754 | 9534.4754 | 9534.4754
NEM | EnergyConnect | 0 | 0 | 0 | 0 | 165801.0094 | 165801.0094 | 165801.0094 | 165801.0094 | 165801.0094 | 165801.0094 | 165801.0094 | 165801.0094 | 165801.0094 | 165801.0094 | 165801.0094 | 165801.0094 | 165801.0094 | 165801.0094 | 165801.0094 | 165801.0094 | 165801.0094 | 165801.0094
NEM | Humelink | 0 | 0 | 0 | 0 | 0 | 190689.5074 | 190689.5074 | 190689.5074 | 190689.5074 | 190689.5074 | 190689.5074 | 190689.5074 | 190689.5074 | 190689.5074 | 190689.5074 | 190689.5074 | 190689.5074 | 190689.5074 | 190689.5074 | 190689.5074 | 190689.5074 | 190689.5074
NEM | QNI Option 2E | 0 | 0 | 0 | 0 | 0 | 0 | 0 | 0 | 0 | 0 | 0 | 0 | 192051.5753 | 192051.5753 | 192051.5753 | 192051.5753 | 192051.5753 | 192051.5753 | 192051.5753 | 192051.5753 | 192051.5753 | 192051.5753
NEM | QNI Option 3E | 0 | 0 | 0 | 0 | 0 | 0 | 0 | 0 | 0 | 0 | 0 | 0 | 0 | 0 | 0 | 103971.1838 | 103971.1838 | 103971.1838 | 103971.1838 | 103971.1838 | 103971.1838 | 103971.1838
NEM | VNI Option 6 | 0 | 0 | 0 | 0 | 0 | 0 | 0 | 0 | 0 | 0 | 0 | 0 | 0 | 0 | 0 | 157091.8323 | 157091.8323 | 157091.8323 | 157091.8323 | 157091.8323 | 157091.8323 | 157091.8323
NEM | VNI Option 7 | 0 | 0 | 0 | 0 | 0 | 0 | 0 | 0 | 0 | 0 | 0 | 0 | 0 | 0 | 0 | 0 | 0 | 0 | 0 | 0 | 0 | 0
NEM | VIC-TAS Option 3 | 122844.2399 | 0 | 0 | 0 | 0 | 0 | 0 | 0 | 0 | 0 | 0 | 0 | 0 | 0 | 0 | 0 | 0 | 0 | 0 | 0 | 0 | 0
NEM | VIC-TAS Option 4 | 0 | 0 | 0 | 0 | 0 | 0 | 0 | 0 | 0 | 0 | 0 | 0 | 0 | 0 | 0 | 0 | 0 | 0 | 0 | 0 | 0 | 0
Total |  | 122844.2399 | 0 | 29783.885 | 29783.885 | 195584.8943 | 386274.4017 | 386274.4017 | 386274.4017 | 386274.4017 | 386274.4017 | 386274.4017 | 386274.4017 | 578325.9769 | 578325.9769 | 578325.9769 | 839388.993 | 839388.993 | 839388.993 | 839388.993 | 839388.993 | 839388.993 | 839388.993
Region | Aggregation | Early works (NPV) | 2022 | 2023 | 2024 | 2025 | 2026 | 2027 | 2028 | 2029 | 2030 | 2031 | 2032 | 2033 | 2034 | 2035 | 2036 | 2037 | 2038 | 2039 | 2040 | 2041 | 2042
NSW | IC Transmission | 0 | 0 | 15725.528 | 15725.528 | 105258.0731 | 189161.4563 | 189161.4563 | 189161.4563 | 189161.4563 | 189161.4563 | 189161.4563 | 189161.4563 | 298630.8542 | 298630.8542 | 298630.8542 | 404558.8756 | 404558.8756 | 404558.8756 | 404558.8756 | 404558.8756 | 404558.8756 | 404558.8756
QLD | IC Transmission | 0 | 0 | 8909.7402 | 8909.7402 | 8909.7402 | 8909.7402 | 8909.7402 | 8909.7402 | 8909.7402 | 8909.7402 | 8909.7402 | 8909.7402 | 91491.9176 | 91491.9176 | 91491.9176 | 144517.2213 | 144517.2213 | 144517.2213 | 144517.2213 | 144517.2213 | 144517.2213 | 144517.2213
VIC | IC Transmission | 61422.1199 | 0 | 5148.6167 | 5148.6167 | 5148.6167 | 111934.7408 | 111934.7408 | 111934.7408 | 111934.7408 | 111934.7408 | 111934.7408 | 111934.7408 | 111934.7408 | 111934.7408 | 111934.7408 | 214044.4318 | 214044.4318 | 214044.4318 | 214044.4318 | 214044.4318 | 214044.4318 | 214044.4318
SA | IC Transmission | 0 | 0 | 0 | 0 | 76268.4643 | 76268.4643 | 76268.4643 | 76268.4643 | 76268.4643 | 76268.4643 | 76268.4643 | 76268.4643 | 76268.4643 | 76268.4643 | 76268.4643 | 76268.4643 | 76268.4643 | 76268.4643 | 76268.4643 | 76268.4643 | 76268.4643 | 76268.4643
TAS | IC Transmission | 61422.1199 | 0 | 0 | 0 | 0 | 0 | 0 | 0 | 0 | 0 | 0 | 0 | 0 | 0 | 0 | 0 | 0 | 0 | 0 | 0 | 0 | 0
Total |  | 122844.2399 | 0 | 29783.885 | 29783.885 | 195584.8943 | 386274.4017 | 386274.4017 | 386274.4017 | 386274.4017 | 386274.4017 | 386274.4017 | 386274.4017 | 578325.9769 | 578325.9769 | 578325.9769 | 839388.993 | 839388.993 | 839388.993 | 839388.993 | 839388.993 | 839388.993 | 839388.993