## Disclaimer
Disclaimer
This generation outcomes workbook contains data provided by or collected from third parties,
and conclusions, opinions, assumptions or forecasts that are based on that data.
AEMO has made every effort to ensure the quality of the information in this workbook but cannot guarantee
that the information, forecasts and assumptions in it are accurate, complete or appropriate for your
circumstances. This generation outcomes workbook does not include all of the information that an investor,
participant or potential participant in the electricity or gas market might require, and does not amount to a
recommendation of any investment.
Anyone proposing to use the information in this workbook should independently verify and check its
accuracy, completeness and suitability for purpose, and obtain independent and specific advice from
appropriate experts.
This dataset or the information in it may be subsequently updated or amended. This work does
not constitute legal or business advice, and should not be relied on as a substitute for obtaining detailed
legal advice about the National Electricity Law, the National Electricity Rules, or any other applicable
laws, procedures or policies.
Accordingly, to the maximum extent permitted by law, AEMO and its officers, employees and
consultants involved in the preparation of this document:
• make no representation or warranty, express or implied, as to the currency, accuracy, reliability or
completeness of the information in this workbook; and
• are not liable (whether by reason of negligence or otherwise) for any statements, opinions,
information or other matters contained in or derived from this publication, or any omissions from it,
or in respect of a person’s use of the information in this workbook.

## Index
2020 ISP Comparison Workbook
Version History
Version Number | Description
v1.0 | Initial release
About
This workbook presents the data and comparison for the below cases for the 2020 ISP. For a complete description of the scenarios and sensitivities, please see the 2020 ISP report.
Case 1 | Step Change (Counterfactual)
Case 2 | Step Change (DP7)
Index Table
Tab Name | Content Description
Summary_1 | Summary (calculated) of Case 1
Summary_2 | Summary (calculated) of Case 2
Comparison 1 vs 2 | Summary (calculated) of the comparison of Case 1 versus Case 2
Capacity_1 | Installed capacity by technology (for each case)
Capacity_2
Retirements_1 | Coal retirement data (for each case)
Retirements_2
Generation_1 | Annual as-generated generation by technology (for each case)
Generation_2
StorageCapacity_1 | Installed capacity of storage (for each case)
StorageCapacity_2
StorageGeneration_1 | Generation of storage (for each case)
StorageGeneration_2
DispatchableCapacity_1 | Dispatchable capacity built (for each case)
DispatchableCapacity_2
REZCapacity_1 | Installed capacity by REZ and technology (for each case)
REZCapacity_2
REZGeneration_1 | Annual as-generated generation by REZ and technology (for each case)
REZGeneration_2
VOMCost_1 | Additional cost for running units by technology (for each case)
VOMCost_2
FOMCost_1 | Annual fixed cost for keeping plants in service by technology (for each case)
FOMCost_2
FuelCost_1 | Fuel costs by technology (for each case)
FuelCost_2
BuildCost_1 | New generation build cost by technology (for each case)
BuildCost_2
RehabCost_1 | Rehabilitation cost by technology (for each case)
RehabCost_2
DSPCost_1 | DSP and USE cost by region (for each case)
DSPCost_2
REZTxCost_1 | REZ transmission expansion cost by region (for each case)
REZTxCost_2
ICTxCost_1 | Interconnector cost by augmentation and by region (for each case)
ICTxCost_2

## Summary_1
Case 1 Summary - Step Change (Counterfactual)
Notes
1. The discount rate used for calculation is 5.9%
NEM discounted total system costs by year
Select region | NEM
|  | Real June 2019 dollars ($m) | NPV | 2021-22 | 2022-23 | 2023-24 | 2024-25 | 2025-26 | 2026-27 | 2027-28 | 2028-29 | 2029-30 | 2030-31 | 2031-32 | 2032-33 | 2033-34 | 2034-35 | 2035-36 | 2036-37 | 2037-38 | 2038-39 | 2039-40 | 2040-41 | 2041-42
|  | Capex | 49140.5234 | 847.7967 | 1073.6736 | 1296.7977 | 1971.9705 | 2283.4807 | 3979.2684 | 4103.571 | 6028.6509 | 6090.8829 | 6209.2068 | 6322.1647 | 7014.7521 | 7132.8973 | 7266.8342 | 7431.4616 | 7356.958 | 7514.9782 | 7531.3985 | 7560.9503 | 7662.3559 | 7816.6149
|  | FOM | 35048.0738 | 3878.1359 | 3677.5399 | 3028.6697 | 3343.2337 | 2867.8662 | 2744.913 | 2613.6858 | 2898.699 | 3059.9441 | 3644.6579 | 3178.5376 | 3505.7477 | 3265.5778 | 2949.0923 | 3290.3473 | 3426.7332 | 3902.798 | 4010.2378 | 3713.0065 | 4613.7874 | 2962.1227
|  | Fuel | 35669.5273 | 2070.308 | 2045.2333 | 2003.9094 | 1767.1913 | 1668.0783 | 1619.4798 | 2126.4305 | 3207.0888 | 3554.6038 | 4025.7078 | 4281.1144 | 4788.6513 | 5072.3582 | 5061.5497 | 4603.6982 | 4478.3318 | 5804.092 | 5296.6988 | 5746.9594 | 6156.8079 | 6070.3593
|  | VOM | 7639.7439 | 728.7113 | 708.1649 | 688.1909 | 681.0737 | 640.7755 | 603.8868 | 614.3188 | 688.4627 | 700.7808 | 713.549 | 721.144 | 743.4873 | 774.8704 | 784.2304 | 759.0196 | 764.1095 | 828.0021 | 840.2503 | 868.1454 | 884.9531 | 874.6163
|  | REZ | 0 | 0 | 0 | 0 | 0 | 0 | 0 | 0 | 0 | 0 | 0 | 0 | 0 | 0 | 0 | 0 | 0 | 0 | 0 | 0 | 0 | 0
|  | DSP+USE | 228.4635 | 0 | 0 | 0 | 19.0188 | 0 | 21.7767 | 25.0842 | 27.0542 | 30.3125 | 0 | 42.4445 | 52.9218 | 32.6761 | 38.3566 | 0 | 49.0109 | 0 | 54.1801 | 90.5687 | 24.5781 | 48.6425
|  | Rehab | 2178.9891 | 0 | 112.9713 | 495.1639 | 379.5512 | 463.2637 | 1090.7016 | 0 | 167.8823 | 0 | 17.4867 | 117.035 | 244.7834 | 22.0549 | 5.3489 | 222.9457 | 0 | 152.4485 | 0 | 105.0897 | 5.486 | 0
|  | Interconnectors | 157.5471 | 0 | 16.181 | 16.181 | 16.181 | 16.181 | 16.181 | 16.181 | 16.181 | 16.181 | 16.181 | 16.181 | 16.181 | 16.181 | 16.181 | 16.181 | 16.181 | 16.181 | 16.181 | 16.181 | 16.181 | 16.181
|  | NPV and annual costs | 130062.8682 | 7524.9518 | 7633.7641 | 7528.9126 | 8178.2203 | 7939.6454 | 10076.2073 | 9499.2713 | 13034.0189 | 13452.7049 | 14626.7891 | 14678.6212 | 16366.5245 | 16316.6158 | 16121.5932 | 16323.6534 | 16091.3243 | 18218.4999 | 17748.9465 | 18100.901 | 19364.1494 | 17788.5366
*Net present value as at 1 July 2019
Note: DSP may include unserved energy below the current reliability standard
NEM capacity by year
Select region | NEM
|  | Capacity (MW) | 2021-22 | 2022-23 | 2023-24 | 2024-25 | 2025-26 | 2026-27 | 2027-28 | 2028-29 | 2029-30 | 2030-31 | 2031-32 | 2032-33 | 2033-34 | 2034-35 | 2035-36 | 2036-37 | 2037-38 | 2038-39 | 2039-40 | 2040-41 | 2041-42
|  | Black Coal | 18336 | 17861 | 14986 | 12651 | 11251 | 7911 | 7911 | 7191 | 7191 | 7191 | 6471 | 5031 | 5031 | 5031 | 4346 | 4346 | 3896 | 3896 | 3896 | 3896 | 3896
|  | Brown Coal | 4820 | 4820 | 4820 | 4820 | 3370 | 0 | 0 | 0 | 0 | 0 | 0 | 0 | 0 | 0 | 0 | 0 | 0 | 0 | 0 | 0 | 0
|  | CCGT | 4285.9 | 4045.9 | 3865.9 | 3865.9 | 3865.9 | 3865.9 | 3865.9 | 3480.9 | 3480.9 | 3480.9 | 3480.9 | 3480.9 | 3480.9 | 3480.9 | 2680.9 | 2680.9 | 2151.9 | 2151.9 | 1508.5 | 1508.5 | 1508.5
|  | Peaking Gas+Liquids | 6812.873 | 6812.873 | 6812.873 | 7876.9121 | 7876.9121 | 8887.7638 | 8887.7638 | 8967.4132 | 9205.1324 | 9082.5924 | 10061.4399 | 10551.0916 | 10816.3172 | 11605.5423 | 11475.5423 | 11475.5423 | 12269.7463 | 12414.4181 | 12235.1801 | 13019.8656 | 14376.8584
|  | Hydro | 6906.5 | 6906.5 | 6906.5 | 6906.5 | 6906.5 | 6906.5 | 6906.5 | 6906.5 | 6906.5 | 6906.5 | 6906.5 | 6906.5 | 6906.5 | 6906.5 | 6906.5 | 6906.5 | 6820.1 | 6820.1 | 6820.1 | 6820.1 | 6820.1
|  | Dispatchable Storage | 1681.8163 | 1845.1661 | 2456.8243 | 5405.332 | 6314.1031 | 10335.642 | 10619.2539 | 13996.9014 | 14352.6051 | 14476.9074 | 14616.5313 | 15043.837 | 15247.5303 | 15533.5499 | 15707.2517 | 16034.5963 | 16866.031 | 17064.3378 | 17273.5515 | 17439.856 | 17610.1447
|  | Behind the Meter Storage | 581.8163 | 1022.7382 | 1311.3654 | 1764.7932 | 1764.2315 | 1834.2078 | 1997.161 | 2177.4622 | 2380.6669 | 2578.7275 | 2775.2144 | 2975.2041 | 3187.8931 | 3425.1228 | 3694.4815 | 3988.3553 | 4296.4601 | 4634.2732 | 5000.7604 | 5340.5725 | 5701.7682
|  | Wind | 13922.3598 | 15132.5349 | 16266.5196 | 19988.7397 | 20750.2141 | 26380.9608 | 27161.0433 | 29715.8783 | 29715.8783 | 29919.5984 | 29919.5984 | 31161.0433 | 31075.5433 | 31075.5433 | 32445.5433 | 32445.5433 | 32445.5433 | 32445.5433 | 32445.5433 | 32445.5433 | 32445.5433
|  | Solar | 6491.2967 | 7046.0939 | 7818.9127 | 8061.2751 | 9460.0017 | 13808.9714 | 13808.9714 | 13808.9714 | 13808.9714 | 13808.9714 | 13808.9714 | 13808.9714 | 13808.9714 | 13808.9714 | 13808.9714 | 13808.9714 | 13808.9714 | 13808.9714 | 13808.9714 | 13808.9714 | 13808.9714
|  | Distributed PV | 14730.4729 | 16558.5972 | 17930.3101 | 19860.7556 | 20991.2921 | 21631.54 | 22450.9994 | 23650.2571 | 24434.2355 | 25096.21 | 26502.9945 | 27079.6092 | 27889.7084 | 28605.7143 | 30690.4757 | 31679.593 | 32565.805 | 33158.1617 | 33713.2868 | 35085.0169 | 36570.6147
|  | Dispatchable Capacity | 43372.0089 | 42909.4344 | 40552.5361 | 42318.822 | 40460.7788 | 38872.3144 | 39242.7772 | 41690.8276 | 42377.6555 | 42472.5608 | 42968.151 | 42536.5794 | 43097.3658 | 44274.6917 | 42928.7897 | 43361.3661 | 44029.7799 | 44477.1562 | 43977.6244 | 45039.8087 | 46678.1297
|  | DSP | 528.9196 | 617.9953 | 704.4388 | 793.1779 | 876.3636 | 965.5087 | 1052.3596 | 1148.1129 | 1241.518 | 1334.661 | 1431.7798 | 1523.2507 | 1615.1182 | 1717.1994 | 1812.5957 | 1917.8275 | 2026.0026 | 2130.4004 | 2244.2928 | 2355.4871 | 2466.5266
NEM generation by year
Select region | NEM
|  | As-generated generation (GWh) | 2021-22 | 2022-23 | 2023-24 | 2024-25 | 2025-26 | 2026-27 | 2027-28 | 2028-29 | 2029-30 | 2030-31 | 2031-32 | 2032-33 | 2033-34 | 2034-35 | 2035-36 | 2036-37 | 2037-38 | 2038-39 | 2039-40 | 2040-41 | 2041-42
|  | Black Coal | 82078.1656 | 79816.6393 | 73629.252 | 59415.4899 | 56828.0059 | 46215.0419 | 50024.8836 | 22431.686 | 21994.7307 | 21640.5757 | 20088.8551 | 16896.2984 | 16449.2972 | 16281.7705 | 14342.135 | 14173.9629 | 13186.1803 | 13046.2637 | 12927.0099 | 12972.1623 | 12961.1703
|  | Brown Coal | 24691.9289 | 25118.0973 | 25763.042 | 24344.8202 | 17430.0694 | 0 | 0 | 0 | 0 | 0 | 0 | 0 | 0 | 0 | 0 | 0 | 0 | 0 | 0 | 0 | 0
|  | CCGT | 3105.768 | 3103.9309 | 2960.9776 | 2906.7383 | 3155.9823 | 6951.805 | 9740.2235 | 13482.539 | 13681.1213 | 14105.2413 | 13670.6359 | 14127.5684 | 14348.8702 | 14445.0523 | 13162.3044 | 13188.61 | 13355.199 | 12673.3535 | 11331.1398 | 11325.0562 | 11343.7711
|  | Peaking Gas+Liquids | 89.1816 | 65.5379 | 92.2308 | 152.4292 | 228.8063 | 1022.5787 | 2458.7795 | 14003.7626 | 16137.4725 | 18538.1085 | 20034.9045 | 24089.6207 | 26293.0998 | 26525.3554 | 24802.2931 | 23997.2648 | 33363.7279 | 30514.7791 | 34584.1886 | 37368.298 | 36722.5831
|  | Hydro | 15926.3369 | 13633.3336 | 13210.266 | 15963.2665 | 13834.3514 | 13889.2506 | 9861.1377 | 14146.4202 | 13366.1685 | 11257.84 | 11274.8986 | 10797.0298 | 11371.0483 | 12285.2966 | 10061.3039 | 11443.6629 | 8587.3184 | 13621.1521 | 12943.1636 | 11133.8664 | 10966.8975
|  | Dispatchable Storage | 510.2514 | 768.2693 | 883.6983 | 1830.0672 | 3874.1772 | 10340.7276 | 11529.5165 | 11901.7391 | 11701.9673 | 12158.8103 | 11195.5112 | 11095.5824 | 10359.8633 | 10272.1807 | 10915.6405 | 11142.2691 | 10814.2512 | 10315.2288 | 9542.6698 | 9547.033 | 8977.0366
|  | Behind the Meter Storage | 367.965 | 637.2072 | 810.5549 | 1092.5123 | 1246.5347 | 1315.7584 | 1442.2905 | 1576.892 | 1723.4671 | 1882.8575 | 2043.7469 | 2194.0581 | 2342.1717 | 2506.9773 | 2680.3314 | 2925.0385 | 3165.2927 | 3408.0197 | 3651.2435 | 3935.9847 | 4226.0741
|  | Wind | 47133.8212 | 47466.2083 | 50347.3425 | 61330.5407 | 67154.4406 | 82269.4584 | 79746.1493 | 90515.9908 | 88977.6754 | 89215.3986 | 90305.925 | 90169.2938 | 90460.9678 | 91814.5878 | 99428.8398 | 100305.5244 | 95995.9572 | 99969.8168 | 98352.8018 | 97685.5846 | 98508.3902
|  | Solar | 16263.718 | 18232.0874 | 19634.0677 | 20094.6354 | 23672.5021 | 32708.9036 | 32990.7356 | 28974.1277 | 30195.7411 | 31166.8678 | 31657.5481 | 32794.673 | 31824.7104 | 31478.6481 | 32739.1584 | 32651.9265 | 32891.8094 | 29119.3655 | 30335.5063 | 31130.7886 | 31674.4604
|  | Distributed PV | 19217.9308 | 22211.2432 | 24559.7417 | 26894.848 | 29063.8612 | 30379.7965 | 31542.5551 | 32988.4635 | 34391.3033 | 35515.8746 | 37114.3041 | 38552.8367 | 39602.7698 | 40785.9313 | 42870.2805 | 45039.5106 | 46399.6476 | 47544.1817 | 48548.6791 | 49939.7492 | 51948.9584
Load (GWh)
|  | Dispatchable Storage Load | -937.7587 | -1381.1717 | -1456.6798 | -2889.5057 | -5252.1861 | -13385.2 | -15148.7884 | -15429.8998 | -15108.9989 | -15449.7203 | -14308.2396 | -14104.3137 | -13054.2623 | -12963.8329 | -13931.6373 | -14266.2241 | -13745.6094 | -13065.2768 | -12169.725 | -11938.3261 | -11283.2422
|  | Behind the Meter Storage Load | -432.6638 | -749.1669 | -952.6458 | -1284.7295 | -1465.6912 | -1546.956 | -1695.9752 | -1853.9957 | -2026.9632 | -2213.8846 | -2403.5125 | -2580.0613 | -2753.5377 | -2948.5201 | -3151.7019 | -3439.1473 | -3722.1647 | -4007.0645 | -4294.2608 | -4627.9878 | -4969.9809
|  | DSP | 0 | 0 | 0 | 1.2938 | 0 | 1.4814 | 1.7064 | 1.8404 | 2.0621 | 0 | 2.8874 | 3.6001 | 2.2229 | 2.6093 | 0 | 3.3341 | 0 | 3.6857 | 6.1611 | 1.672 | 3.309
NEM generation by technology type
Select region | NEM
|  | As-generated generation (GWh) | 2021-22: 2021-22; 2022-23: 2031-32; 2023-24: 2041-42
|  | Black Coal | 2021-22: 82078.1656; 2022-23: 20088.8551; 2023-24: 12961.1703
|  | Brown Coal | 2021-22: 24691.9289; 2022-23: 0; 2023-24: 0
|  | CCGT | 2021-22: 3105.768; 2022-23: 13670.6359; 2023-24: 11343.7711
|  | Peaking Gas+Liquids | 2021-22: 89.1816; 2022-23: 20034.9045; 2023-24: 36722.5831
|  | Hydro | 2021-22: 15926.3369; 2022-23: 11274.8986; 2023-24: 10966.8975
|  | Dispatchable Storage | 2021-22: 510.2514; 2022-23: 11195.5112; 2023-24: 8977.0366
|  | Behind the Meter Storage | 2021-22: 367.965; 2022-23: 2043.7469; 2023-24: 4226.0741
|  | Wind | 2021-22: 47133.8212; 2022-23: 90305.925; 2023-24: 98508.3902
|  | Solar | 2021-22: 16263.718; 2022-23: 31657.5481; 2023-24: 31674.4604
|  | Distributed PV | 2021-22: 19217.9308; 2022-23: 37114.3041; 2023-24: 51948.9584
Load (GWh)
|  | Dispatchable Storage Load | 2021-22: -937.7587; 2022-23: -14308.2396; 2023-24: -11283.2422
|  | Behind the Meter Storage Load | 2021-22: -432.6638; 2022-23: -2403.5125; 2023-24: -4969.9809
|  | DSP | 2021-22: 0; 2022-23: 2.8874; 2023-24: 3.309
NEM storage capacity by year
Select region | NEM
|  | Capacity (MW) | 2021-22 | 2022-23 | 2023-24 | 2024-25 | 2025-26 | 2026-27 | 2027-28 | 2028-29 | 2029-30 | 2030-31 | 2031-32 | 2032-33 | 2033-34 | 2034-35 | 2035-36 | 2036-37 | 2037-38 | 2038-39 | 2039-40 | 2040-41 | 2041-42
|  | Shallow Storage | 871.8163 | 1015.1661 | 1626.8243 | 2535.332 | 2890.5565 | 4581.1238 | 4725.6751 | 4882.4881 | 5057.3344 | 5181.6367 | 5321.2606 | 5453.231 | 5533.5725 | 5639.9358 | 5813.6376 | 5998.8489 | 6183.1817 | 6381.4885 | 6590.7022 | 6757.0067 | 6927.2954
|  | Medium Storage | 810 | 830 | 830 | 830 | 1383.5466 | 3192.8207 | 3331.8812 | 4568.7032 | 4749.5606 | 4749.5606 | 4749.5606 | 5044.8959 | 5168.2477 | 5347.9041 | 5347.9041 | 5490.0373 | 6137.1392 | 6137.1392 | 6137.1392 | 6137.1392 | 6137.1392
|  | Deep Storage | 0 | 0 | 0 | 2040 | 2040 | 2561.6975 | 2561.6975 | 4545.7101 | 4545.7101 | 4545.7101 | 4545.7101 | 4545.7101 | 4545.7101 | 4545.7101 | 4545.7101 | 4545.7101 | 4545.7101 | 4545.7101 | 4545.7101 | 4545.7101 | 4545.7101
|  | Behind the Meter Storage | 581.8163 | 1022.7382 | 1311.3654 | 1764.7932 | 1764.2315 | 1834.2078 | 1997.161 | 2177.4622 | 2380.6669 | 2578.7275 | 2775.2144 | 2975.2041 | 3187.8931 | 3425.1228 | 3694.4815 | 3988.3553 | 4296.4601 | 4634.2732 | 5000.7604 | 5340.5725 | 5701.7682
NEM storage generation by year
Select region | NEM
|  | As-generated generation (GWh) | 2021-22 | 2022-23 | 2023-24 | 2024-25 | 2025-26 | 2026-27 | 2027-28 | 2028-29 | 2029-30 | 2030-31 | 2031-32 | 2032-33 | 2033-34 | 2034-35 | 2035-36 | 2036-37 | 2037-38 | 2038-39 | 2039-40 | 2040-41 | 2041-42
|  | Shallow Storage | 328.6251 | 458.0596 | 595.117 | 1252.4701 | 1594.1774 | 2622.8451 | 2712.8502 | 2162.9338 | 2291.1511 | 2425.844 | 2391.9587 | 2326.667 | 2128.5887 | 2134.5472 | 2293.0537 | 2379.1332 | 2362.0927 | 2114.1179 | 2094.5338 | 2179.1703 | 2169.7917
|  | Medium Storage | 181.6263 | 310.2097 | 288.5813 | 357.5062 | 1273.4729 | 4485.7905 | 4890.1439 | 4445.0784 | 4587.2943 | 4812.8328 | 4557.2785 | 4674.9775 | 4364.6677 | 4207.7438 | 4328.6925 | 4518.2879 | 4624.5927 | 4228.7912 | 3957.0159 | 3908.4182 | 3733.2724
|  | Deep Storage | 0 | 0 | 0 | 220.091 | 1006.5269 | 3232.092 | 3926.5224 | 5293.7268 | 4823.5219 | 4920.1336 | 4246.2741 | 4093.9379 | 3866.6069 | 3929.8897 | 4293.8942 | 4244.8479 | 3827.5658 | 3972.3198 | 3491.1201 | 3459.4444 | 3073.9725
|  | Behind the Meter Storage | 367.965 | 637.2072 | 810.5549 | 1092.5123 | 1246.5347 | 1315.7584 | 1442.2905 | 1576.892 | 1723.4671 | 1882.8575 | 2043.7469 | 2194.0581 | 2342.1717 | 2506.9773 | 2680.3314 | 2925.0385 | 3165.2927 | 3408.0197 | 3651.2435 | 3935.9847 | 4226.0741
NEM dispatchable capacity built by year vs cumulative coal retirements
Select region | NEM
|  | Capacity Built (MW) | 2021-22 | 2022-23 | 2023-24 | 2024-25 | 2025-26 | 2026-27 | 2027-28 | 2028-29 | 2029-30 | 2030-31 | 2031-32 | 2032-33 | 2033-34 | 2034-35 | 2035-36 | 2036-37 | 2037-38 | 2038-39 | 2039-40 | 2040-41 | 2041-42
|  | CCGT | 0 | 0 | 0 | 0 | 0 | 0 | 0 | 0 | 0 | 0 | 0 | 0 | 0 | 0 | 0 | 0 | 0 | 0 | 0 | 0 | 0
|  | Peaking Gas+Liquids | 0 | 0 | 0 | 1064.0391 | 1064.0391 | 2074.8908 | 2074.8908 | 2154.5402 | 2392.2594 | 2652.2194 | 3631.0669 | 4355.0586 | 5082.2842 | 5988.5093 | 5988.5093 | 5988.5093 | 6782.7133 | 6927.3851 | 7188.1471 | 8092.8326 | 9449.8254
|  | Hydro | 0 | 0 | 0 | 0 | 0 | 0 | 0 | 0 | 0 | 0 | 0 | 0 | 0 | 0 | 0 | 0 | 0 | 0 | 0 | 0 | 0
|  | Shallow Storage | 324.3682 | 467.718 | 1079.3762 | 1987.8839 | 2343.1084 | 4033.6757 | 4178.227 | 4335.04 | 4509.8863 | 4664.1886 | 4803.8125 | 4935.783 | 5071.1244 | 5222.4877 | 5396.1895 | 5581.4008 | 5765.7336 | 5964.0404 | 6173.2541 | 6339.5586 | 6509.8473
|  | Medium Storage | 0 | 20 | 20 | 20 | 573.5466 | 2382.8207 | 2521.8812 | 3758.7032 | 3939.5606 | 3939.5606 | 3939.5606 | 4234.8959 | 4358.2477 | 4537.9041 | 4537.9041 | 4680.0373 | 5327.1392 | 5327.1392 | 5327.1392 | 5327.1392 | 5327.1392
|  | Deep Storage | 0 | 0 | 0 | 2040 | 2040 | 2561.6975 | 2561.6975 | 4545.7101 | 4545.7101 | 4545.7101 | 4545.7101 | 4545.7101 | 4545.7101 | 4545.7101 | 4545.7101 | 4545.7101 | 4545.7101 | 4545.7101 | 4545.7101 | 4545.7101 | 4545.7101
|  | DSP | -13.5904 | 75.4853 | 161.9288 | 250.6679 | 333.8536 | 422.9987 | 509.8496 | 605.6029 | 699.008 | 792.151 | 889.2698 | 980.7407 | 1072.6082 | 1174.6894 | 1270.0857 | 1375.3175 | 1483.4926 | 1587.8904 | 1701.7828 | 1812.9771 | 1924.0166
|  | New Interconnectors | 0 | 185 | 185 | 185 | 185 | 185 | 185 | 185 | 185 | 185 | 185 | 185 | 185 | 185 | 185 | 185 | 185 | 185 | 185 | 185 | 185
|  | Retired Coal | 0 | 475 | 3350 | 5685 | 8535 | 15245 | 15245 | 15965 | 15965 | 15965 | 16685 | 18125 | 18125 | 18125 | 18810 | 18810 | 19260 | 19260 | 19260 | 19260 | 19260
|  | Retired Dispatchable | 0 | 740 | 3820 | 6155 | 9005 | 15715 | 15715 | 16820 | 16820 | 17232.5 | 17952.5 | 19626.84 | 20143.84 | 20305.84 | 21920.84 | 21920.84 | 22986.24 | 22986.24 | 24069.64 | 24189.64 | 24189.64
Note: Capacity built in 2021-22 includes all capacity built since 2019-20
Emissions trajectory
|  | Emissions (Mt CO2-e) | Total | 2021-22 | 2022-23 | 2023-24 | 2024-25 | 2025-26 | 2026-27 | 2027-28 | 2028-29 | 2029-30 | 2030-31 | 2031-32 | 2032-33 | 2033-34 | 2034-35 | 2035-36 | 2036-37 | 2037-38 | 2038-39 | 2039-40 | 2040-41 | 2041-42
|  | Step Change (Counterfactual) | 1113.6849 | 105.7396 | 104.0709 | 98.1597 | 83.5391 | 72.5828 | 44.9641 | 50.7297 | 36.2129 | 37.5574 | 39.1005 | 38.7873 | 39.1233 | 40.4499 | 40.5063 | 36.7029 | 36.0175 | 41.9854 | 39.2865 | 41.537 | 43.4884 | 43.1439
NEM relative change in capacity by year
Select region | NEM
|  | Capacity (MW) | 2021-22 | 2022-23 | 2023-24 | 2024-25 | 2025-26 | 2026-27 | 2027-28 | 2028-29 | 2029-30 | 2030-31 | 2031-32 | 2032-33 | 2033-34 | 2034-35 | 2035-36 | 2036-37 | 2037-38 | 2038-39 | 2039-40 | 2040-41 | 2041-42
|  | Black Coal | 0 | -475 | -3350 | -5685 | -7085 | -10425 | -10425 | -11145 | -11145 | -11145 | -11865 | -13305 | -13305 | -13305 | -13990 | -13990 | -14440 | -14440 | -14440 | -14440 | -14440
|  | Brown Coal | 0 | 0 | 0 | 0 | -1450 | -4820 | -4820 | -4820 | -4820 | -4820 | -4820 | -4820 | -4820 | -4820 | -4820 | -4820 | -4820 | -4820 | -4820 | -4820 | -4820
|  | CCGT | 0 | -240 | -420 | -420 | -420 | -420 | -420 | -805 | -805 | -805 | -805 | -805 | -805 | -805 | -1605 | -1605 | -2134 | -2134 | -2777.4 | -2777.4 | -2777.4
|  | Peaking Gas+Liquids | 0 | 0 | 0 | 1064.0391 | 1064.0391 | 2074.8908 | 2074.8908 | 2154.5402 | 2392.2594 | 2269.7194 | 3248.5669 | 3738.2186 | 4003.4442 | 4792.6693 | 4662.6693 | 4662.6693 | 5456.8733 | 5601.5451 | 5422.3071 | 6206.9926 | 7563.9854
|  | Hydro | 0 | 0 | 0 | 0 | 0 | 0 | 0 | 0 | 0 | 0 | 0 | 0 | 0 | 0 | 0 | 0 | -86.4 | -86.4 | -86.4 | -86.4 | -86.4
|  | Dispatchable Storage | 175.0363 | 338.3861 | 950.0442 | 3898.552 | 4807.323 | 8828.8619 | 9112.4738 | 12490.1214 | 12845.8251 | 12970.1274 | 13109.7513 | 13537.057 | 13740.7503 | 14026.7699 | 14200.4717 | 14527.8163 | 15359.2509 | 15557.5577 | 15766.7714 | 15933.076 | 16103.3647
|  | Behind the Meter Storage | 175.0363 | 615.9581 | 904.5853 | 1358.0132 | 1357.4515 | 1427.4278 | 1590.381 | 1770.6821 | 1973.8868 | 2171.9474 | 2368.4343 | 2568.4241 | 2781.1131 | 3018.3427 | 3287.7015 | 3581.5752 | 3889.6801 | 4227.4931 | 4593.9804 | 4933.7925 | 5294.9881
|  | Wind | 4916.9018 | 6127.0769 | 7261.0616 | 10983.2817 | 11744.7561 | 17375.5028 | 18155.5853 | 20710.4203 | 20710.4203 | 20914.1404 | 20914.1404 | 22155.5853 | 22070.0853 | 22070.0853 | 23440.0853 | 23440.0853 | 23440.0853 | 23440.0853 | 23440.0853 | 23440.0853 | 23440.0853
|  | Solar | 1339.5857 | 1894.3829 | 2667.2017 | 2909.5641 | 4308.2907 | 8657.2604 | 8657.2604 | 8657.2604 | 8657.2604 | 8657.2604 | 8657.2604 | 8657.2604 | 8657.2604 | 8657.2604 | 8657.2604 | 8657.2604 | 8657.2604 | 8657.2604 | 8657.2604 | 8657.2604 | 8657.2604
|  | Distributed PV | 2279.24 | 4107.3643 | 5479.0773 | 7409.5228 | 8540.0593 | 9180.3071 | 9999.7665 | 11199.0242 | 11983.0027 | 12644.9771 | 14051.7617 | 14628.3763 | 15438.4756 | 16154.4815 | 18239.2428 | 19228.3601 | 20114.5722 | 20706.9289 | 21262.0539 | 22633.784 | 24119.3818
|  | Dispatchable Capacity | 261.4459 | -201.1286 | -2558.027 | -791.741 | -2649.7843 | -4238.2486 | -3867.7858 | -1419.7355 | -732.9075 | -638.0022 | -142.412 | -573.9837 | -13.1973 | 1164.1287 | -181.7733 | 250.8031 | 919.2168 | 1366.5932 | 867.0614 | 1929.2457 | 3567.5667
|  | DSP | 86.4096 | 175.4853 | 261.9288 | 350.6679 | 433.8536 | 522.9987 | 609.8496 | 705.6029 | 799.008 | 892.151 | 989.2698 | 1080.7407 | 1172.6082 | 1274.6894 | 1370.0857 | 1475.3175 | 1583.4926 | 1687.8904 | 1801.7828 | 1912.9771 | 2024.0166
NEM relative change in generation by year
Select region | NEM
|  | As-generated generation (GWh) | 2021-22 | 2022-23 | 2023-24 | 2024-25 | 2025-26 | 2026-27 | 2027-28 | 2028-29 | 2029-30 | 2030-31 | 2031-32 | 2032-33 | 2033-34 | 2034-35 | 2035-36 | 2036-37 | 2037-38 | 2038-39 | 2039-40 | 2040-41 | 2041-42
|  | Black Coal | 0 | -2261.5263 | -8448.9136 | -22662.6758 | -25250.1597 | -35863.1237 | -32053.282 | -59646.4796 | -60083.4349 | -60437.5899 | -61989.3105 | -65181.8672 | -65628.8685 | -65796.3951 | -67736.0306 | -67904.2028 | -68891.9853 | -69031.9019 | -69151.1557 | -69106.0033 | -69116.9953
|  | Brown Coal | 0 | 426.1683 | 1071.1131 | -347.1087 | -7261.8595 | -24691.9289 | -24691.9289 | -24691.9289 | -24691.9289 | -24691.9289 | -24691.9289 | -24691.9289 | -24691.9289 | -24691.9289 | -24691.9289 | -24691.9289 | -24691.9289 | -24691.9289 | -24691.9289 | -24691.9289 | -24691.9289
|  | CCGT | 0 | -1.8371 | -144.7904 | -199.0297 | 50.2143 | 3846.037 | 6634.4556 | 10376.771 | 10575.3534 | 10999.4733 | 10564.8679 | 11021.8005 | 11243.1022 | 11339.2843 | 10056.5364 | 10082.842 | 10249.4311 | 9567.5855 | 8225.3718 | 8219.2882 | 8238.0031
|  | Peaking Gas+Liquids | 0 | -23.6437 | 3.0492 | 63.2477 | 139.6247 | 933.3971 | 2369.5979 | 13914.581 | 16048.2909 | 18448.9269 | 19945.7229 | 24000.4392 | 26203.9183 | 26436.1738 | 24713.1115 | 23908.0832 | 33274.5463 | 30425.5975 | 34495.007 | 37279.1164 | 36633.4016
|  | Hydro | 0 | -2293.0034 | -2716.0709 | 36.9295 | -2091.9856 | -2037.0864 | -6065.1992 | -1779.9168 | -2560.1685 | -4668.4969 | -4651.4383 | -5129.3072 | -4555.2886 | -3641.0403 | -5865.0331 | -4482.674 | -7339.0186 | -2305.1848 | -2983.1734 | -4792.4706 | -4959.4394
|  | Dispatchable Storage | 0 | 258.0179 | 373.4468 | 1319.8158 | 3363.9258 | 9830.4761 | 11019.265 | 11391.4876 | 11191.7159 | 11648.5589 | 10685.2598 | 10585.331 | 9849.6119 | 9761.9293 | 10405.389 | 10632.0176 | 10303.9997 | 9804.9774 | 9032.4183 | 9036.7816 | 8466.7852
|  | Behind the Meter Storage | 0 | 269.2422 | 442.5899 | 724.5473 | 878.5697 | 947.7934 | 1074.3255 | 1208.927 | 1355.5021 | 1514.8925 | 1675.7819 | 1826.0931 | 1974.2067 | 2139.0123 | 2312.3664 | 2557.0735 | 2797.3277 | 3040.0547 | 3283.2785 | 3568.0197 | 3858.1091
|  | Wind | 0 | 332.3871 | 3213.5213 | 14196.7195 | 20020.6193 | 35135.6372 | 32612.3281 | 43382.1696 | 41843.8542 | 42081.5774 | 43172.1038 | 43035.4726 | 43327.1466 | 44680.7666 | 52295.0186 | 53171.7032 | 48862.136 | 52835.9956 | 51218.9806 | 50551.7634 | 51374.569
|  | Solar | 0 | 1968.3693 | 3370.3497 | 3830.9174 | 7408.7841 | 16445.1856 | 16727.0176 | 12710.4096 | 13932.0231 | 14903.1497 | 15393.8301 | 16530.955 | 15560.9924 | 15214.9301 | 16475.4403 | 16388.2085 | 16628.0913 | 12855.6475 | 14071.7883 | 14867.0706 | 15410.7423
|  | Distributed PV | 0 | 2993.3125 | 5341.8109 | 7676.9172 | 9845.9304 | 11161.8657 | 12324.6244 | 13770.5328 | 15173.3725 | 16297.9438 | 17896.3734 | 19334.906 | 20384.8391 | 21568.0005 | 23652.3497 | 25821.5798 | 27181.7168 | 28326.251 | 29330.7483 | 30721.8185 | 32731.0276
|  | DSP | 0 | 0 | 0 | 1.2938 | 0 | 1.4814 | 1.7064 | 1.8404 | 2.0621 | 0 | 2.8874 | 3.6001 | 2.2229 | 2.6093 | 0 | 3.3341 | 0 | 3.6857 | 6.1611 | 1.672 | 3.309

## Summary_2
Case 2 Summary - Step Change (DP7)
Notes
1. The discount rate used for calculation is 5.9%
NEM discounted total system costs by year
Select region | NEM
|  | Real June 2019 dollars ($m) | NPV | Early works (NPV) | 2021-22 | 2022-23 | 2023-24 | 2024-25 | 2025-26 | 2026-27 | 2027-28 | 2028-29 | 2029-30 | 2030-31 | 2031-32 | 2032-33 | 2033-34 | 2034-35 | 2035-36 | 2036-37 | 2037-38 | 2038-39 | 2039-40 | 2040-41 | 2041-42
|  | Capex | 25298.1835 |  | 0 | 231.9506 | 279.5868 | 296.5054 | 656.0507 | 1055.8397 | 1614.5884 | 1796.1708 | 1925.7982 | 2436.622 | 2766.9303 | 3612.7075 | 3828.1249 | 3878.5454 | 5008.2477 | 5361.0057 | 6092.7947 | 6098.7748 | 6217.8279 | 6494.572 | 6594.141
|  | FOM | 31344.4565 |  | 3663.363 | 3462.9363 | 2791.0637 | 4134.3377 | 2639.723 | 3006.88 | 2558.0267 | 2498.9025 | 2474.5098 | 3038.5235 | 2838.1108 | 2652.3489 | 2682.5611 | 2692.6136 | 2724.1541 | 2649.943 | 2796.163 | 2766.0509 | 2755.4097 | 3273.9795 | 2759.4493
|  | Fuel | 16999.2961 |  | 2437.9911 | 2370.7131 | 2393.3804 | 2182.9196 | 1930.6806 | 1769.4931 | 2066.1295 | 1698.7854 | 1664.3209 | 1682.1322 | 1341.4771 | 1250.2088 | 1211.0899 | 1106.3965 | 590.6584 | 502.3596 | 771.7317 | 498.0027 | 411.0645 | 587.7456 | 456.4564
|  | VOM | 6917.5791 |  | 769.0837 | 742.6663 | 735.6138 | 739.7883 | 712.4907 | 687.0654 | 670.9393 | 670.2242 | 668.3577 | 655.7196 | 642.3858 | 608.0203 | 596.782 | 605.1609 | 526.9538 | 518.4476 | 495.6396 | 538.4288 | 521.9764 | 508.374 | 500.2312
|  | REZ | 1955.282 |  | 0 | 0.41947 | 0.41948 | 0.41947 | 0.41947 | 1.1976 | 10.0201 | 5.5474 | 7.8739 | 99.5815 | 172.5103 | 253.572 | 307.56 | 315.5483 | 509.6448 | 524.9457 | 672.0146 | 673.5198 | 693.1696 | 745.4501 | 745.4501
|  | DSP+USE | 100.2628 |  | 0 | 0 | 14.3262 | 27.7116 | 0 | 0 | 0 | 25.4921 | 6.1175 | 0 | 0 | 0 | 46.671 | 0 | 1.448 | 0 | 62.0075 | 0 | 0 | 39.075 | 0
|  | Rehab | 2145.6688 |  | 0 | 112.9713 | 430.1444 | 91.0273 | 555.9165 | 250.325 | 182.0545 | 225.5871 | 61.9469 | 203.2946 | 331.5993 | 365.0694 | 24.165 | 5.3489 | 697.826 | 191.8471 | 87.1178 | 9.9341 | 110.7547 | 12.9978 | 121.4637
|  | Interconnectors | 4616.4117 | 52.1009 | 0 | 23.7998 | 23.7998 | 153.2951 | 305.672 | 305.672 | 305.672 | 439.5459 | 439.5459 | 439.5459 | 534.6001 | 688.0654 | 688.0654 | 688.0654 | 896.6766 | 896.6766 | 896.6766 | 896.6766 | 896.6766 | 896.6766 | 896.6766
|  | NPV and annual costs | 89377.1405 | 52.1009 | 6870.4378 | 6945.4569 | 6668.3345 | 7626.0045 | 6800.9529 | 7076.4726 | 7407.4304 | 7360.2554 | 7248.4708 | 8555.4192 | 8627.6138 | 9429.9923 | 9385.0191 | 9291.6791 | 10955.6095 | 10645.2254 | 11874.1455 | 11481.3878 | 11606.8794 | 12558.8706 | 12073.8683
*Net present value as at 1 July 2019
Note 1 : DSP may include unserved energy below the current reliability standard
Note 2: Early works (NPV) represents the net present value of the cost of early works on interconnectors, as detailed in the 2020 ISP report
NEM capacity by year
Select region | NEM
|  | Capacity (MW) | 2021-22 | 2022-23 | 2023-24 | 2024-25 | 2025-26 | 2026-27 | 2027-28 | 2028-29 | 2029-30 | 2030-31 | 2031-32 | 2032-33 | 2033-34 | 2034-35 | 2035-36 | 2036-37 | 2037-38 | 2038-39 | 2039-40 | 2040-41 | 2041-42
|  | Black Coal | 18336 | 17861 | 15386 | 14826 | 12106 | 11656 | 11656 | 10956 | 10956 | 9816 | 7776 | 5596 | 5596 | 5596 | 2016 | 2016 | 2016 | 2016 | 2016 | 2016 | 1272
|  | Brown Coal | 4820 | 4820 | 4820 | 4820 | 4120 | 3030 | 1910 | 1535 | 1160 | 1160 | 1160 | 1160 | 1160 | 1160 | 1160 | 0 | 0 | 0 | 0 | 0 | 0
|  | CCGT | 4285.9 | 4045.9 | 3865.9 | 3865.9 | 3865.9 | 3865.9 | 3865.9 | 3480.9 | 3480.9 | 3480.9 | 3480.9 | 3480.9 | 3480.9 | 3480.9 | 2680.9 | 2680.9 | 2151.9 | 2151.9 | 1508.5 | 1508.5 | 1508.5
|  | Peaking Gas+Liquids | 6812.873 | 6812.873 | 6812.873 | 6812.873 | 6812.873 | 6812.873 | 6812.873 | 6812.873 | 6812.873 | 6430.373 | 6430.373 | 6196.033 | 5734.033 | 5617.033 | 5487.033 | 5487.033 | 5487.033 | 5487.033 | 5047.033 | 4927.033 | 4927.033
|  | Hydro | 6906.5 | 6906.5 | 6906.5 | 6906.5 | 6906.5 | 6906.5 | 6906.5 | 7296.5 | 7296.5 | 7296.5 | 7296.5 | 7296.5 | 7296.5 | 7296.5 | 7296.5 | 7296.5 | 7210.1 | 7210.1 | 7210.1 | 7210.1 | 7210.1
|  | Dispatchable Storage | 1681.8163 | 1845.1661 | 2456.8243 | 5405.332 | 5660.8022 | 6000.9495 | 6437.0077 | 7461.8735 | 7636.7198 | 8038.0877 | 8249.0093 | 9277.9185 | 9622.7546 | 9827.6734 | 11761.3721 | 12730.1243 | 13886.7018 | 14085.0086 | 14294.2223 | 14770.3567 | 16424.4909
|  | Behind the Meter Storage | 581.8163 | 1022.7382 | 1311.3654 | 1764.7932 | 1764.2315 | 1834.2078 | 1997.161 | 2177.4622 | 2380.6669 | 2578.7275 | 2775.2144 | 2975.2041 | 3187.8931 | 3425.1228 | 3694.4815 | 3988.3553 | 4296.4601 | 4634.2732 | 5000.7604 | 5340.5725 | 5701.7682
|  | Wind | 9005.458 | 10092.658 | 10318.6028 | 10444.4465 | 12236.8199 | 14210.1664 | 17161.3899 | 17455.3224 | 18037.798 | 21199.917 | 23206.1392 | 27637.1318 | 27518.6481 | 27662.9742 | 31456.7113 | 32835.8946 | 35246.6648 | 34637.6648 | 34937.0534 | 35340.9447 | 35292.6447
|  | Solar | 5151.711 | 5941.711 | 6126.711 | 6126.711 | 7774.5399 | 9758.3792 | 11621.4521 | 11666.3068 | 12385.9346 | 13362.591 | 14422.6451 | 16683.0166 | 19076.5509 | 19363.7155 | 23794.3032 | 24353.5428 | 27438.3404 | 27397.4008 | 27824.9667 | 29485.4753 | 29485.4753
|  | Distributed PV | 14730.4729 | 16558.5972 | 17930.3101 | 19860.7556 | 20991.2921 | 21631.54 | 22450.9994 | 23650.2571 | 24434.2355 | 25096.21 | 26502.9945 | 27079.6092 | 27889.7084 | 28605.7143 | 30690.4757 | 31679.593 | 32565.805 | 33158.1617 | 33713.2868 | 35085.0169 | 36570.6147
|  | Dispatchable Capacity | 43372.0089 | 42909.4344 | 40952.5361 | 43429.7829 | 40348.4388 | 39237.7312 | 38640.6403 | 38691.2595 | 38584.5108 | 37556.5217 | 35824.5621 | 34530.6022 | 34505.3058 | 34695.3059 | 32214.4007 | 32128.3848 | 32777.7374 | 33080.442 | 32320.1481 | 32787.4768 | 33808.6505
|  | DSP | 528.9196 | 617.9953 | 704.4388 | 793.1779 | 876.3636 | 965.5087 | 1052.3596 | 1148.1129 | 1241.518 | 1334.661 | 1431.7798 | 1523.2507 | 1615.1182 | 1717.1994 | 1812.5957 | 1917.8275 | 2026.0026 | 2130.4004 | 2244.2928 | 2355.4871 | 2466.5266
NEM generation by year
Select region | NEM
|  | As-generated generation (GWh) | 2021-22 | 2022-23 | 2023-24 | 2024-25 | 2025-26 | 2026-27 | 2027-28 | 2028-29 | 2029-30 | 2030-31 | 2031-32 | 2032-33 | 2033-34 | 2034-35 | 2035-36 | 2036-37 | 2037-38 | 2038-39 | 2039-40 | 2040-41 | 2041-42
|  | Black Coal | 97450.4143 | 93162.1309 | 91063.6599 | 86271.0443 | 78295.8086 | 73680.0828 | 73869.3369 | 71141.8128 | 72468.4368 | 63527.1219 | 50546.0389 | 35241.8965 | 35148.4463 | 34129.691 | 11894.378 | 11651.1411 | 11558.0191 | 11243.459 | 11674.4245 | 11611.1174 | 6457.6551
|  | Brown Coal | 31432.7262 | 33008.7552 | 32903.895 | 33404.9213 | 28736.2649 | 20338.6713 | 12737.2736 | 10406.5752 | 7716.1344 | 7401.1247 | 6983.4214 | 7067.0611 | 7202.5621 | 7040.6016 | 6571.2007 | 0 | 0 | 0 | 0 | 0 | 0
|  | CCGT | 3137.4064 | 3124.8661 | 2901.3083 | 1997.8319 | 2179.2749 | 2227.2357 | 5065.9153 | 2352.7648 | 2100.5767 | 4091.6374 | 4072.204 | 5902.4728 | 6085.6199 | 5233.1969 | 4179.7399 | 3675.2408 | 4900.3012 | 3199.048 | 2671.1745 | 3371.6874 | 3184.3309
|  | Peaking Gas+Liquids | 116.3251 | 91.5072 | 152.6881 | 89.561 | 134.6538 | 149.4697 | 938.1832 | 280.6048 | 164.9845 | 537.6417 | 303.357 | 874.8251 | 478.4048 | 552.3138 | 406.7259 | 495.6436 | 1915.8458 | 822.5689 | 478.7786 | 1586.0461 | 1154.24
|  | Hydro | 16248.6463 | 13522.9545 | 13417.7099 | 16421.8527 | 14692.4615 | 15848.861 | 10805.4012 | 18312.753 | 17191.0796 | 13475.941 | 16833.1584 | 14443.0524 | 14124.0021 | 16315.1282 | 14420.7086 | 16015.345 | 9931.2549 | 17547.4155 | 16166.4675 | 12535.2179 | 14883.7147
|  | Dispatchable Storage | 424.9751 | 585.8967 | 918.5551 | 1787.2556 | 5610.5024 | 6105.7486 | 7191.4337 | 7746.3719 | 8573.7859 | 9586.1883 | 9609.9102 | 12070.2334 | 12457.4776 | 12687.6295 | 17786.0671 | 19266.0385 | 21392.7038 | 20712.7085 | 20810.771 | 22233.5477 | 23864.4848
|  | Behind the Meter Storage | 367.965 | 637.2072 | 810.5549 | 1092.5123 | 1246.5347 | 1315.7584 | 1442.2905 | 1576.892 | 1723.4671 | 1882.8575 | 2043.7469 | 2194.0581 | 2342.1717 | 2506.9773 | 2680.3314 | 2925.0385 | 3165.2927 | 3408.0197 | 3651.2435 | 3935.9847 | 4226.0741
|  | Wind | 29175.2855 | 30210.8214 | 31318.8081 | 32472.2075 | 41852.2359 | 48229.0676 | 53870.6394 | 56791.4765 | 58640.7203 | 68467.018 | 75679.9364 | 85656.7523 | 83674.6281 | 85294.8844 | 99634.0833 | 104761.8025 | 104356.9977 | 109352.0628 | 108716.7964 | 106598.1101 | 108184.2221
|  | Solar | 12774.5275 | 15384.0507 | 15440.8713 | 15291.0978 | 20002.6002 | 25316.7359 | 30094.468 | 26565.5781 | 29680.6285 | 32659.7603 | 36439.1535 | 43385.3336 | 48299.6426 | 48399.3044 | 62440.7584 | 63981.2811 | 70903.965 | 62346.7042 | 66731.8989 | 72698.9096 | 75288.403
|  | Distributed PV | 19217.9308 | 22211.2432 | 24559.7417 | 26894.848 | 29063.8612 | 30379.7965 | 31542.5551 | 32988.4635 | 34391.3033 | 35515.8746 | 37114.3041 | 38552.8367 | 39602.7698 | 40785.9313 | 42870.2805 | 45039.5106 | 46399.6476 | 47544.1817 | 48548.6791 | 49939.7492 | 51948.9584
Load (GWh)
|  | Dispatchable Storage Load | -513.437 | -849.0142 | -1292.9301 | -2349.039 | -8046.9457 | -8944.4151 | -11038.1989 | -10354.3628 | -12153.2336 | -13945.1119 | -14012.5507 | -16934.5207 | -17378.8173 | -17519.4221 | -23861.1196 | -25619.3724 | -28271.0506 | -27060.6085 | -27383.6482 | -29099.794 | -31220.3994
|  | Behind the Meter Storage Load | -432.6638 | -749.1669 | -952.6458 | -1284.7295 | -1465.6912 | -1546.956 | -1695.9752 | -1853.9957 | -2026.9632 | -2213.8846 | -2403.5125 | -2580.0613 | -2753.5377 | -2948.5201 | -3151.7019 | -3439.1473 | -3722.1647 | -4007.0645 | -4294.2608 | -4627.9878 | -4969.9809
|  | DSP | 0 | 0 | 0 | 1.2938 | 0 | 1.4814 | 1.7064 | 1.8404 | 2.0621 | 0 | 2.8874 | 3.6001 | 2.2229 | 2.6093 | 0 | 3.3341 | 0 | 3.6857 | 6.1611 | 1.672 | 3.309
NEM generation by technology type
Select region | NEM
|  | As-generated generation (GWh) | 2021-22: 2021-22; 2022-23: 2031-32; 2023-24: 2041-42
|  | Black Coal | 2021-22: 97450.4143; 2022-23: 50546.0389; 2023-24: 6457.6551
|  | Brown Coal | 2021-22: 31432.7262; 2022-23: 6983.4214; 2023-24: 0
|  | CCGT | 2021-22: 3137.4064; 2022-23: 4072.204; 2023-24: 3184.3309
|  | Peaking Gas+Liquids | 2021-22: 116.3251; 2022-23: 303.357; 2023-24: 1154.24
|  | Hydro | 2021-22: 16248.6463; 2022-23: 16833.1584; 2023-24: 14883.7147
|  | Dispatchable Storage | 2021-22: 424.9751; 2022-23: 9609.9102; 2023-24: 23864.4848
|  | Behind the Meter Storage | 2021-22: 367.965; 2022-23: 2043.7469; 2023-24: 4226.0741
|  | Wind | 2021-22: 29175.2855; 2022-23: 75679.9364; 2023-24: 108184.2221
|  | Solar | 2021-22: 12774.5275; 2022-23: 36439.1535; 2023-24: 75288.403
|  | Distributed PV | 2021-22: 19217.9308; 2022-23: 37114.3041; 2023-24: 51948.9584
Load (GWh)
|  | Dispatchable Storage Load | 2021-22: -513.437; 2022-23: -14012.5507; 2023-24: -31220.3994
|  | Behind the Meter Storage Load | 2021-22: -432.6638; 2022-23: -2403.5125; 2023-24: -4969.9809
|  | DSP | 2021-22: 0; 2022-23: 2.8874; 2023-24: 3.309
NEM storage capacity by year
Select region | NEM
|  | Capacity (MW) | 2021-22 | 2022-23 | 2023-24 | 2024-25 | 2025-26 | 2026-27 | 2027-28 | 2028-29 | 2029-30 | 2030-31 | 2031-32 | 2032-33 | 2033-34 | 2034-35 | 2035-36 | 2036-37 | 2037-38 | 2038-39 | 2039-40 | 2040-41 | 2041-42
|  | Shallow Storage | 871.8163 | 1015.1661 | 1626.8243 | 2535.332 | 2790.8022 | 3105.384 | 3249.9353 | 3406.7483 | 3581.5945 | 3705.8969 | 3845.5208 | 3977.4912 | 4057.8327 | 4164.196 | 4337.8978 | 4523.1091 | 4707.4419 | 4905.7487 | 5114.9624 | 5281.2669 | 6935.4011
|  | Medium Storage | 810 | 830 | 830 | 830 | 830 | 855.5656 | 1147.0724 | 2015.1252 | 2015.1252 | 2292.1908 | 2363.4886 | 2963.0053 | 3227.5 | 3326.0556 | 3725.3897 | 4508.9306 | 4644.5239 | 4644.5239 | 4644.5239 | 4879.8707 | 4879.8707
|  | Deep Storage | 0 | 0 | 0 | 2040 | 2040 | 2040 | 2040 | 2040 | 2040 | 2040 | 2040 | 2337.4219 | 2337.4219 | 2337.4219 | 3698.0846 | 3698.0846 | 4534.736 | 4534.736 | 4534.736 | 4609.2191 | 4609.2191
|  | Behind the Meter Storage | 581.8163 | 1022.7382 | 1311.3654 | 1764.7932 | 1764.2315 | 1834.2078 | 1997.161 | 2177.4622 | 2380.6669 | 2578.7275 | 2775.2144 | 2975.2041 | 3187.8931 | 3425.1228 | 3694.4815 | 3988.3553 | 4296.4601 | 4634.2732 | 5000.7604 | 5340.5725 | 5701.7682
NEM storage generation by year
Select region | NEM
|  | As-generated generation (GWh) | 2021-22 | 2022-23 | 2023-24 | 2024-25 | 2025-26 | 2026-27 | 2027-28 | 2028-29 | 2029-30 | 2030-31 | 2031-32 | 2032-33 | 2033-34 | 2034-35 | 2035-36 | 2036-37 | 2037-38 | 2038-39 | 2039-40 | 2040-41 | 2041-42
|  | Shallow Storage | 415.6827 | 510.0513 | 807.9111 | 1431.9992 | 1873.2901 | 2099.0865 | 2149.0479 | 2240.7495 | 2363.9524 | 2470.9218 | 2510.8881 | 2638.1327 | 2617.6003 | 2705.7698 | 2952.0381 | 3045.1955 | 3122.8761 | 3167.1827 | 3334.6997 | 3432.8232 | 4227.1566
|  | Medium Storage | 9.2925 | 75.8454 | 110.644 | 199.5328 | 529.7111 | 645.4883 | 1590.8005 | 2642.2276 | 3091.6489 | 3827.2049 | 4008.0457 | 5581.1844 | 6014.7811 | 6094.2538 | 7161.7834 | 8604.336 | 8651.7014 | 7964.497 | 8214.9659 | 8929.4562 | 9236.0111
|  | Deep Storage | 0 | 0 | 0 | 155.7236 | 3207.5011 | 3361.1738 | 3451.5854 | 2863.3949 | 3118.1845 | 3288.0617 | 3090.9763 | 3850.9164 | 3825.0962 | 3887.606 | 7672.2456 | 7616.507 | 9618.1264 | 9581.0288 | 9261.1055 | 9871.2682 | 10401.3171
|  | Behind the Meter Storage | 367.965 | 637.2072 | 810.5549 | 1092.5123 | 1246.5347 | 1315.7584 | 1442.2905 | 1576.892 | 1723.4671 | 1882.8575 | 2043.7469 | 2194.0581 | 2342.1717 | 2506.9773 | 2680.3314 | 2925.0385 | 3165.2927 | 3408.0197 | 3651.2435 | 3935.9847 | 4226.0741
NEM dispatchable capacity built by year vs cumulative coal retirements
Select region | NEM
|  | Capacity Built (MW) | 2021-22 | 2022-23 | 2023-24 | 2024-25 | 2025-26 | 2026-27 | 2027-28 | 2028-29 | 2029-30 | 2030-31 | 2031-32 | 2032-33 | 2033-34 | 2034-35 | 2035-36 | 2036-37 | 2037-38 | 2038-39 | 2039-40 | 2040-41 | 2041-42
|  | CCGT | 0 | 0 | 0 | 0 | 0 | 0 | 0 | 0 | 0 | 0 | 0 | 0 | 0 | 0 | 0 | 0 | 0 | 0 | 0 | 0 | 0
|  | Peaking Gas+Liquids | 0 | 0 | 0 | 0 | 0 | 0 | 0 | 0 | 0 | 0 | 0 | 0 | 0 | 0 | 0 | 0 | 0 | 0 | 0 | 0 | 0
|  | Hydro | 0 | 0 | 0 | 0 | 0 | 0 | 0 | 390 | 390 | 390 | 390 | 390 | 390 | 390 | 390 | 390 | 390 | 390 | 390 | 390 | 390
|  | Shallow Storage | 324.3682 | 467.718 | 1079.3762 | 1987.8839 | 2243.3541 | 2557.9359 | 2702.4872 | 2859.3002 | 3034.1465 | 3188.4488 | 3328.0727 | 3460.0432 | 3595.3846 | 3746.7479 | 3920.4497 | 4105.661 | 4289.9938 | 4488.3006 | 4697.5143 | 4863.8188 | 6517.953
|  | Medium Storage | 0 | 20 | 20 | 20 | 20 | 45.5656 | 337.0724 | 1205.1252 | 1205.1252 | 1482.1908 | 1553.4886 | 2153.0053 | 2417.5 | 2516.0556 | 2915.3897 | 3698.9306 | 3834.5239 | 3834.5239 | 3834.5239 | 4069.8707 | 4069.8707
|  | Deep Storage | 0 | 0 | 0 | 2040 | 2040 | 2040 | 2040 | 2040 | 2040 | 2040 | 2040 | 2337.4219 | 2337.4219 | 2337.4219 | 3698.0846 | 3698.0846 | 4534.736 | 4534.736 | 4534.736 | 4609.2191 | 4609.2191
|  | DSP | -13.5904 | 75.4853 | 161.9288 | 250.6679 | 333.8536 | 422.9987 | 509.8496 | 605.6029 | 699.008 | 792.151 | 889.2698 | 980.7407 | 1072.6082 | 1174.6894 | 1270.0857 | 1375.3175 | 1483.4926 | 1587.8904 | 1701.7828 | 1812.9771 | 1924.0166
|  | New Interconnectors | 0 | 270 | 270 | 1170 | 1170 | 1170 | 1170 | 1920 | 1920 | 1920 | 2670 | 3492.5 | 3492.5 | 3492.5 | 6812.5 | 6812.5 | 6812.5 | 6812.5 | 6812.5 | 6812.5 | 6812.5
|  | Retired Coal | 0 | 475 | 2950 | 3510 | 6930 | 8470 | 9590 | 10665 | 11040 | 12180 | 14220 | 16400 | 16400 | 16400 | 19980 | 21140 | 21140 | 21140 | 21140 | 21140 | 21884
|  | Retired Dispatchable | 0 | 740 | 3420 | 3980 | 7400 | 8940 | 10060 | 11520 | 11895 | 13447.5 | 15487.5 | 17901.84 | 18418.84 | 18580.84 | 23090.84 | 24250.84 | 24866.24 | 24866.24 | 25949.64 | 26069.64 | 26813.64
Note: Capacity built in 2021-22 includes all capacity built since 2019-20
Emissions trajectory
|  | Emissions (Mt CO2-e) | Total | 2021-22 | 2022-23 | 2023-24 | 2024-25 | 2025-26 | 2026-27 | 2027-28 | 2028-29 | 2029-30 | 2030-31 | 2031-32 | 2032-33 | 2033-34 | 2034-35 | 2035-36 | 2036-37 | 2037-38 | 2038-39 | 2039-40 | 2040-41 | 2041-42
|  | Step Change (DP7) | 1272.6126 | 128.2156 | 126.1234 | 123.2353 | 118.6332 | 105.5829 | 91.9155 | 85.1552 | 77.7458 | 75.1538 | 67.8384 | 55.4245 | 43.2509 | 43.1204 | 41.6815 | 19.9942 | 12.1201 | 13.5382 | 11.7517 | 11.6065 | 12.5969 | 7.9285
NEM relative change in capacity by year
Select region | NEM
|  | Capacity (MW) | 2021-22 | 2022-23 | 2023-24 | 2024-25 | 2025-26 | 2026-27 | 2027-28 | 2028-29 | 2029-30 | 2030-31 | 2031-32 | 2032-33 | 2033-34 | 2034-35 | 2035-36 | 2036-37 | 2037-38 | 2038-39 | 2039-40 | 2040-41 | 2041-42
|  | Black Coal | 0 | -475 | -2950 | -3510 | -6230 | -6680 | -6680 | -7380 | -7380 | -8520 | -10560 | -12740 | -12740 | -12740 | -16320 | -16320 | -16320 | -16320 | -16320 | -16320 | -17064
|  | Brown Coal | 0 | 0 | 0 | 0 | -700 | -1790 | -2910 | -3285 | -3660 | -3660 | -3660 | -3660 | -3660 | -3660 | -3660 | -4820 | -4820 | -4820 | -4820 | -4820 | -4820
|  | CCGT | 0 | -240 | -420 | -420 | -420 | -420 | -420 | -805 | -805 | -805 | -805 | -805 | -805 | -805 | -1605 | -1605 | -2134 | -2134 | -2777.4 | -2777.4 | -2777.4
|  | Peaking Gas+Liquids | 0 | 0 | 0 | 0 | 0 | 0 | 0 | 0 | 0 | -382.5 | -382.5 | -616.84 | -1078.84 | -1195.84 | -1325.84 | -1325.84 | -1325.84 | -1325.84 | -1765.84 | -1885.84 | -1885.84
|  | Hydro | 0 | 0 | 0 | 0 | 0 | 0 | 0 | 390 | 390 | 390 | 390 | 390 | 390 | 390 | 390 | 390 | 303.6 | 303.6 | 303.6 | 303.6 | 303.6
|  | Dispatchable Storage | 175.0363 | 338.3861 | 950.0442 | 3898.552 | 4154.0221 | 4494.1695 | 4930.2277 | 5955.0935 | 6129.9397 | 6531.3076 | 6742.2293 | 7771.1384 | 8115.9745 | 8320.8934 | 10254.592 | 11223.3443 | 12379.9217 | 12578.2286 | 12787.4422 | 13263.5767 | 14917.7109
|  | Behind the Meter Storage | 175.0363 | 615.9581 | 904.5853 | 1358.0132 | 1357.4515 | 1427.4278 | 1590.381 | 1770.6821 | 1973.8868 | 2171.9474 | 2368.4343 | 2568.4241 | 2781.1131 | 3018.3427 | 3287.7015 | 3581.5752 | 3889.6801 | 4227.4931 | 4593.9804 | 4933.7925 | 5294.9881
|  | Wind | 0 | 1087.2 | 1313.1448 | 1438.9885 | 3231.3619 | 5204.7084 | 8155.9319 | 8449.8644 | 9032.34 | 12194.459 | 14200.6812 | 18631.6738 | 18513.1901 | 18657.5162 | 22451.2533 | 23830.4366 | 26241.2068 | 25632.2068 | 25931.5954 | 26335.4867 | 26287.1867
|  | Solar | 0 | 790 | 975 | 975 | 2622.8289 | 4606.6682 | 6469.7411 | 6514.5958 | 7234.2236 | 8210.88 | 9270.9341 | 11531.3056 | 13924.8399 | 14212.0045 | 18642.5922 | 19201.8318 | 22286.6294 | 22245.6898 | 22673.2557 | 24333.7643 | 24333.7643
|  | Distributed PV | 2279.24 | 4107.3643 | 5479.0773 | 7409.5228 | 8540.0593 | 9180.3071 | 9999.7665 | 11199.0242 | 11983.0027 | 12644.9771 | 14051.7617 | 14628.3763 | 15438.4756 | 16154.4815 | 18239.2428 | 19228.3601 | 20114.5722 | 20706.9289 | 21262.0539 | 22633.784 | 24119.3818
|  | Dispatchable Capacity | 261.4459 | -201.1286 | -2158.027 | 319.2199 | -2762.1243 | -3872.8318 | -4469.9228 | -4419.3036 | -4526.0523 | -5554.0414 | -7286.0009 | -8579.9609 | -8605.2573 | -8415.2572 | -10896.1623 | -10982.1782 | -10332.8256 | -10030.1211 | -10790.4149 | -10323.0862 | -9301.9125
|  | DSP | 86.4096 | 175.4853 | 261.9288 | 350.6679 | 433.8536 | 522.9987 | 609.8496 | 705.6029 | 799.008 | 892.151 | 989.2698 | 1080.7407 | 1172.6082 | 1274.6894 | 1370.0857 | 1475.3175 | 1583.4926 | 1687.8904 | 1801.7828 | 1912.9771 | 2024.0166
NEM relative change in generation by year
Select region | NEM
|  | As-generated generation (GWh) | 2021-22 | 2022-23 | 2023-24 | 2024-25 | 2025-26 | 2026-27 | 2027-28 | 2028-29 | 2029-30 | 2030-31 | 2031-32 | 2032-33 | 2033-34 | 2034-35 | 2035-36 | 2036-37 | 2037-38 | 2038-39 | 2039-40 | 2040-41 | 2041-42
|  | Black Coal | 0 | -4288.2834 | -6386.7544 | -11179.37 | -19154.6057 | -23770.3315 | -23581.0774 | -26308.6015 | -24981.9775 | -33923.2924 | -46904.3754 | -62208.5178 | -62301.968 | -63320.7233 | -85556.0363 | -85799.2732 | -85892.3952 | -86206.9553 | -85775.9898 | -85839.2969 | -90992.7592
|  | Brown Coal | 0 | 1576.029 | 1471.1688 | 1972.1951 | -2696.4613 | -11094.0549 | -18695.4527 | -21026.151 | -23716.5918 | -24031.6015 | -24449.3048 | -24365.6651 | -24230.1641 | -24392.1246 | -24861.5255 | -31432.7262 | -31432.7262 | -31432.7262 | -31432.7262 | -31432.7262 | -31432.7262
|  | CCGT | 0 | -12.5403 | -236.098 | -1139.5745 | -958.1315 | -910.1707 | 1928.509 | -784.6415 | -1036.8297 | 954.231 | 934.7976 | 2765.0664 | 2948.2135 | 2095.7906 | 1042.3335 | 537.8344 | 1762.8948 | 61.6416 | -466.2318 | 234.281 | 46.9246
|  | Peaking Gas+Liquids | 0 | -24.8179 | 36.363 | -26.7641 | 18.3287 | 33.1446 | 821.8581 | 164.2797 | 48.6594 | 421.3166 | 187.0319 | 758.5 | 362.0797 | 435.9887 | 290.4007 | 379.3185 | 1799.5207 | 706.2438 | 362.4534 | 1469.721 | 1037.9148
|  | Hydro | 0 | -2725.6917 | -2830.9363 | 173.2064 | -1556.1848 | -399.7853 | -5443.2451 | 2064.1068 | 942.4333 | -2772.7053 | 584.5121 | -1805.5938 | -2124.6441 | 66.482 | -1827.9377 | -233.3013 | -6317.3914 | 1298.7692 | -82.1788 | -3713.4284 | -1364.9316
|  | Dispatchable Storage | 0 | 160.9216 | 493.58 | 1362.2805 | 5185.5273 | 5680.7735 | 6766.4586 | 7321.3968 | 8148.8108 | 9161.2132 | 9184.9351 | 11645.2583 | 12032.5025 | 12262.6544 | 17361.092 | 18841.0634 | 20967.7287 | 20287.7334 | 20385.7959 | 21808.5726 | 23439.5097
|  | Behind the Meter Storage | 0 | 269.2422 | 442.5899 | 724.5473 | 878.5697 | 947.7934 | 1074.3255 | 1208.927 | 1355.5021 | 1514.8925 | 1675.7819 | 1826.0931 | 1974.2067 | 2139.0123 | 2312.3664 | 2557.0735 | 2797.3277 | 3040.0547 | 3283.2785 | 3568.0197 | 3858.1091
|  | Wind | 0 | 1035.5358 | 2143.5225 | 3296.922 | 12676.9504 | 19053.7821 | 24695.3538 | 27616.191 | 29465.4347 | 39291.7324 | 46504.6509 | 56481.4667 | 54499.3426 | 56119.5989 | 70458.7978 | 75586.517 | 75181.7122 | 80176.7772 | 79541.5109 | 77422.8246 | 79008.9365
|  | Solar | 0 | 2609.5231 | 2666.3437 | 2516.5703 | 7228.0726 | 12542.2083 | 17319.9405 | 13791.0506 | 16906.101 | 19885.2328 | 23664.626 | 30610.806 | 35525.1151 | 35624.7769 | 49666.2309 | 51206.7536 | 58129.4375 | 49572.1766 | 53957.3714 | 59924.3821 | 62513.8754
|  | Distributed PV | 0 | 2993.3125 | 5341.8109 | 7676.9172 | 9845.9304 | 11161.8657 | 12324.6244 | 13770.5328 | 15173.3725 | 16297.9438 | 17896.3734 | 19334.906 | 20384.8391 | 21568.0005 | 23652.3497 | 25821.5798 | 27181.7168 | 28326.251 | 29330.7483 | 30721.8185 | 32731.0276
|  | DSP | 0 | 0 | 0 | 1.2938 | 0 | 1.4814 | 1.7064 | 1.8404 | 2.0621 | 0 | 2.8874 | 3.6001 | 2.2229 | 2.6093 | 0 | 3.3341 | 0 | 3.6857 | 6.1611 | 1.672 | 3.309

## Comparison 1 vs 2
Comparison - Step Change (Counterfactual) vs. Step Change (DP7)
Notes
1. The discount rate used for calculation is 5.9%
2. The top-most chart showing the difference in annual net market benefits presents Case 2 minus Case 1. A positive value indicates the net benefits of Case 2, while a negative value indicates the net benefits of Case 1
3. All other charts present Case 1 minus Case 2
Case 1 | Step Change (Counterfactual)
Case 2 | Step Change (DP7)
NEM difference in annual net market benefits
Select region | NEM
|  | Real June 2019 dollars ($m) | NPV | Early works (NPV) | 2021-22 | 2022-23 | 2023-24 | 2024-25 | 2025-26 | 2026-27 | 2027-28 | 2028-29 | 2029-30 | 2030-31 | 2031-32 | 2032-33 | 2033-34 | 2034-35 | 2035-36 | 2036-37 | 2037-38 | 2038-39 | 2039-40 | 2040-41 | 2041-42
|  | Capex | 23842.3399 |  | 847.7967 | 841.7229 | 1017.211 | 1675.4651 | 1627.4299 | 2923.4287 | 2488.9826 | 4232.4801 | 4165.0847 | 3772.5848 | 3555.2343 | 3402.0446 | 3304.7724 | 3388.2888 | 2423.214 | 1995.9523 | 1422.1835 | 1432.6237 | 1343.1224 | 1167.7839 | 1222.474
|  | FOM | 3703.6173 |  | 214.7729 | 214.6036 | 237.606 | -791.104 | 228.1432 | -261.967 | 55.6591 | 399.7965 | 585.4343 | 606.1344 | 340.4267 | 853.3989 | 583.0168 | 256.4786 | 566.1932 | 776.7902 | 1106.6351 | 1244.1869 | 957.5967 | 1339.8078 | 202.6734
|  | Fuel | 18670.2313 |  | -367.6832 | -325.4797 | -389.471 | -415.7283 | -262.6022 | -150.0133 | 60.301 | 1508.3034 | 1890.2828 | 2343.5756 | 2939.6373 | 3538.4424 | 3861.2683 | 3955.1532 | 4013.0398 | 3975.9722 | 5032.3604 | 4798.6961 | 5335.8949 | 5569.0623 | 5613.9029
|  | VOM | 722.1649 |  | -40.3724 | -34.5013 | -47.4229 | -58.7146 | -71.7152 | -83.1786 | -56.6205 | 18.2385 | 32.4231 | 57.8294 | 78.7582 | 135.467 | 178.0884 | 179.0695 | 232.0658 | 245.6618 | 332.3625 | 301.8214 | 346.169 | 376.5791 | 374.385
|  | REZ | -1955.282 |  | 0 | -0.41947 | -0.41948 | -0.41947 | -0.41947 | -1.1976 | -10.0201 | -5.5474 | -7.8739 | -99.5815 | -172.5103 | -253.572 | -307.56 | -315.5483 | -509.6448 | -524.9457 | -672.0146 | -673.5198 | -693.1696 | -745.4501 | -745.4501
|  | DSP+USE | 128.2007 |  | 0 | 0 | -14.3262 | -8.6928 | 0 | 21.7767 | 25.0842 | 1.5622 | 24.195 | 0 | 42.4445 | 52.9218 | -13.9949 | 38.3566 | -1.448 | 49.0109 | -62.0075 | 54.1801 | 90.5687 | -14.4969 | 48.6425
|  | Rehab | 33.3203 |  | 0 | 0 | 65.0195 | 288.5239 | -92.6527 | 840.3766 | -182.0545 | -57.7048 | -61.9469 | -185.8079 | -214.5642 | -120.286 | -2.11 | 0 | -474.8804 | -191.8471 | 65.3307 | -9.9341 | -5.6649 | -7.5118 | -121.4637
|  | Interconnectors | -4458.8646 | -52.1009 | 0 | -7.6188 | -7.6188 | -137.1141 | -289.491 | -289.491 | -289.491 | -423.365 | -423.365 | -423.365 | -518.4191 | -671.8844 | -671.8844 | -671.8844 | -880.4956 | -880.4956 | -880.4956 | -880.4956 | -880.4956 | -880.4956 | -880.4956
|  | Net benefits | 40685.7277 | -52.1009 | 654.514 | 688.3072 | 860.5781 | 552.2158 | 1138.6924 | 2999.7346 | 2091.8408 | 5673.7636 | 6204.2341 | 6071.3699 | 6051.0074 | 6936.5322 | 6931.5967 | 6829.9141 | 5368.0439 | 5446.099 | 6344.3544 | 6267.5587 | 6494.0216 | 6805.2788 | 5714.6683
*Net present value as at 1 July 2019
Note 1: DSP may include unserved energy below the current reliability standard
Note 2: Early works (NPV) represents the net present value of the cost of early works on interconnectors, as detailed in the 2020 ISP report
NEM difference in capacity by year
Select region | NEM
|  | Capacity (MW) | 2021-22 | 2022-23 | 2023-24 | 2024-25 | 2025-26 | 2026-27 | 2027-28 | 2028-29 | 2029-30 | 2030-31 | 2031-32 | 2032-33 | 2033-34 | 2034-35 | 2035-36 | 2036-37 | 2037-38 | 2038-39 | 2039-40 | 2040-41 | 2041-42
|  | Black Coal | 0 | 0 | -400 | -2175 | -855 | -3745 | -3745 | -3765 | -3765 | -2625 | -1305 | -565 | -565 | -565 | 2330 | 2330 | 1880 | 1880 | 1880 | 1880 | 2624
|  | Brown Coal | 0 | 0 | 0 | 0 | -750 | -3030 | -1910 | -1535 | -1160 | -1160 | -1160 | -1160 | -1160 | -1160 | -1160 | 0 | 0 | 0 | 0 | 0 | 0
|  | CCGT | 0 | 0 | 0 | 0 | 0 | 0 | 0 | 0 | 0 | 0 | 0 | 0 | 0 | 0 | 0 | 0 | 0 | 0 | 0 | 0 | 0
|  | Peaking Gas+Liquids | 0 | 0 | 0 | 1064.0391 | 1064.0391 | 2074.8908 | 2074.8908 | 2154.5402 | 2392.2594 | 2652.2194 | 3631.0669 | 4355.0586 | 5082.2842 | 5988.5093 | 5988.5093 | 5988.5093 | 6782.7133 | 6927.3851 | 7188.1471 | 8092.8326 | 9449.8254
|  | Hydro | 0 | 0 | 0 | 0 | 0 | 0 | 0 | -390 | -390 | -390 | -390 | -390 | -390 | -390 | -390 | -390 | -390 | -390 | -390 | -390 | -390
|  | Dispatchable Storage | 0 | 0 | 0 | 0 | 653.3009 | 4334.6925 | 4182.2462 | 6535.0279 | 6715.8853 | 6438.8198 | 6367.522 | 5765.9186 | 5624.7757 | 5705.8765 | 3945.8797 | 3304.472 | 2979.3292 | 2979.3292 | 2979.3292 | 2669.4993 | 1185.6538
|  | Behind the Meter Storage | 0 | 0 | 0 | 0 | 0 | 0 | 0 | 0 | 0 | 0 | 0 | 0 | 0 | 0 | 0 | 0 | 0 | 0 | 0 | 0 | 0
|  | Wind | 4916.9018 | 5039.8769 | 5947.9168 | 9544.2932 | 8513.3941 | 12170.7945 | 9999.6534 | 12260.5559 | 11678.0803 | 8719.6814 | 6713.4592 | 3523.9115 | 3556.8952 | 3412.5691 | 988.8321 | -390.3513 | -2801.1215 | -2192.1215 | -2491.5101 | -2895.4014 | -2847.1014
|  | Solar | 1339.5857 | 1104.3829 | 1692.2017 | 1934.5641 | 1685.4619 | 4050.5922 | 2187.5193 | 2142.6646 | 1423.0368 | 446.3804 | -613.6737 | -2874.0452 | -5267.5795 | -5554.744 | -9985.3317 | -10544.5714 | -13629.369 | -13588.4293 | -14015.9953 | -15676.5038 | -15676.5038
|  | Distributed PV | 0 | 0 | 0 | 0 | 0 | 0 | 0 | 0 | 0 | 0 | 0 | 0 | 0 | 0 | 0 | 0 | 0 | 0 | 0 | 0 | 0
|  | Dispatchable Capacity | 0 | 0 | -400 | -1110.9609 | 112.34 | -365.4168 | 602.137 | 2999.5681 | 3793.1447 | 4916.0391 | 7143.5889 | 8005.9772 | 8592.06 | 9579.3858 | 10714.389 | 11232.9813 | 11252.0425 | 11396.7143 | 11657.4763 | 12252.3319 | 12869.4792
|  | DSP | 0 | 0 | 0 | 0 | 0 | 0 | 0 | 0 | 0 | 0 | 0 | 0 | 0 | 0 | 0 | 0 | 0 | 0 | 0 | 0 | 0
NEM difference in generation by year
Select region | NEM
|  | As-generated generation (GWh) | 2021-22 | 2022-23 | 2023-24 | 2024-25 | 2025-26 | 2026-27 | 2027-28 | 2028-29 | 2029-30 | 2030-31 | 2031-32 | 2032-33 | 2033-34 | 2034-35 | 2035-36 | 2036-37 | 2037-38 | 2038-39 | 2039-40 | 2040-41 | 2041-42
|  | Black Coal | -15372.2487 | -13345.4916 | -17434.4079 | -26855.5544 | -21467.8026 | -27465.0409 | -23844.4533 | -48710.1268 | -50473.7061 | -41886.5462 | -30457.1838 | -18345.598 | -18699.1491 | -17847.9205 | 2447.7569 | 2522.8218 | 1628.1612 | 1802.8047 | 1252.5854 | 1361.0449 | 6503.5152
|  | Brown Coal | -6740.7973 | -7890.6579 | -7140.853 | -9060.1011 | -11306.1954 | -20338.6713 | -12737.2736 | -10406.5752 | -7716.1344 | -7401.1247 | -6983.4214 | -7067.0611 | -7202.5621 | -7040.6016 | -6571.2007 | 0 | 0 | 0 | 0 | 0 | 0
|  | CCGT | -31.6384 | -20.9352 | 59.6693 | 908.9064 | 976.7074 | 4724.5693 | 4674.3082 | 11129.7742 | 11580.5447 | 10013.6039 | 9598.4319 | 8225.0957 | 8263.2503 | 9211.8553 | 8982.5646 | 9513.3692 | 8454.8979 | 9474.3055 | 8659.9652 | 7953.3688 | 8159.4402
|  | Peaking Gas+Liquids | -27.1436 | -25.9693 | -60.4573 | 62.8682 | 94.1525 | 873.1089 | 1520.5963 | 13723.1578 | 15972.488 | 18000.4668 | 19731.5475 | 23214.7956 | 25814.695 | 25973.0416 | 24395.5672 | 23501.6212 | 31447.8821 | 29692.2102 | 34105.41 | 35782.2519 | 35568.3432
|  | Hydro | -322.3093 | 110.379 | -207.4439 | -458.5862 | -858.1101 | -1959.6104 | -944.2635 | -4166.3329 | -3824.9111 | -2218.101 | -5558.2597 | -3646.0227 | -2752.9538 | -4029.8316 | -4359.4047 | -4571.6821 | -1343.9365 | -3926.2633 | -3223.3039 | -1401.3515 | -3916.8171
|  | Dispatchable Storage | 85.2763 | 182.3726 | -34.8568 | 42.8116 | -1736.3252 | 4234.979 | 4338.0827 | 4155.3672 | 3128.1815 | 2572.622 | 1585.6011 | -974.651 | -2097.6143 | -2415.4488 | -6870.4266 | -8123.7694 | -10578.4527 | -10397.4797 | -11268.1013 | -12686.5147 | -14887.4482
|  | Behind the Meter Storage | 0 | 0 | 0 | 0 | 0 | 0 | 0 | 0 | 0 | 0 | 0 | 0 | 0 | 0 | 0 | 0 | 0 | 0 | 0 | 0 | 0
|  | Wind | 17958.5357 | 17255.3869 | 19028.5344 | 28858.3332 | 25302.2046 | 34040.3908 | 25875.5099 | 33724.5143 | 30336.9551 | 20748.3806 | 14625.9886 | 4512.5416 | 6786.3397 | 6519.7034 | -205.2435 | -4456.2782 | -8361.0405 | -9382.246 | -10363.9946 | -8912.5255 | -9675.8319
|  | Solar | 3489.1905 | 2848.0367 | 4193.1965 | 4803.5376 | 3669.902 | 7392.1677 | 2896.2676 | 2408.5496 | 515.1126 | -1492.8926 | -4781.6053 | -10590.6605 | -16474.9322 | -16920.6563 | -29701.6001 | -31329.3546 | -38012.1556 | -33227.3386 | -36396.3926 | -41568.1209 | -43613.9426
|  | Distributed PV | 0 | 0 | 0 | 0 | 0 | 0 | 0 | 0 | 0 | 0 | 0 | 0 | 0 | 0 | 0 | 0 | 0 | 0 | 0 | 0 | 0
Load (GWh)
|  | Dispatchable Storage Load | 424.3217 | 532.1575 | 163.7497 | 540.4668 | -2794.7596 | 4440.7849 | 4110.5895 | 5075.537 | 2955.7653 | 1504.6084 | 295.6889 | -2830.207 | -4324.555 | -4555.5893 | -9929.4823 | -11353.1484 | -14525.4412 | -13995.3317 | -15213.9233 | -17161.4679 | -19937.1573 |  |  | #REF!
|  | Behind the Meter Storage Load | 0 | 0 | 0 | 0 | 0 | 0 | 0 | 0 | 0 | 0 | 0 | 0 | 0 | 0 | 0 | 0 | 0 | 0 | 0 | 0 | 0
|  | DSP | 0 | 0 | 0 | 0 | 0 | 0 | 0 | 0 | 0 | 0 | 0 | 0 | 0 | 0 | 0 | 0 | 0 | 0 | 0 | 0 | 0
NEM differences in generation by technology type
Select region | NEM
|  | As-generated generation (GWh) | 2021-22: 2021-22; 2022-23: 2031-32; 2023-24: 2041-42
|  | Black Coal | 2021-22: -15372.2487; 2022-23: -30457.1838; 2023-24: 6503.5152
|  | Brown Coal | 2021-22: -6740.7973; 2022-23: -6983.4214; 2023-24: 0
|  | CCGT | 2021-22: -31.6384; 2022-23: 9598.4319; 2023-24: 8159.4402
|  | Peaking Gas+Liquids | 2021-22: -27.1436; 2022-23: 19731.5475; 2023-24: 35568.3432
|  | Hydro | 2021-22: -322.3093; 2022-23: -5558.2597; 2023-24: -3916.8171
|  | Dispatchable Storage | 2021-22: 85.2763; 2022-23: 1585.6011; 2023-24: -14887.4482
|  | Behind the Meter Storage | 2021-22: 0; 2022-23: 0; 2023-24: 0
|  | Wind | 2021-22: 17958.5357; 2022-23: 14625.9886; 2023-24: -9675.8319
|  | Solar | 2021-22: 3489.1905; 2022-23: -4781.6053; 2023-24: -43613.9426
|  | Distributed PV | 2021-22: 0; 2022-23: 0; 2023-24: 0
Load (GWh)
|  | Dispatchable Storage Load | 2021-22: 424.3217; 2022-23: 295.6889; 2023-24: -19937.1573
|  | Behind the Meter Storage Load | 2021-22: 0; 2022-23: 0; 2023-24: 0
|  | DSP | 2021-22: 0; 2022-23: 0; 2023-24: 0
NEM differences in storage capacity by year
Select region | NEM
|  | Capacity (MW) | 2021-22 | 2022-23 | 2023-24 | 2024-25 | 2025-26 | 2026-27 | 2027-28 | 2028-29 | 2029-30 | 2030-31 | 2031-32 | 2032-33 | 2033-34 | 2034-35 | 2035-36 | 2036-37 | 2037-38 | 2038-39 | 2039-40 | 2040-41 | 2041-42
|  | Shallow Storage | 0 | 0 | 0 | 0 | 99.7543 | 1475.7398 | 1475.7398 | 1475.7398 | 1475.7398 | 1475.7398 | 1475.7398 | 1475.7398 | 1475.7398 | 1475.7398 | 1475.7398 | 1475.7398 | 1475.7398 | 1475.7398 | 1475.7398 | 1475.7398 | -8.1057
|  | Medium Storage | 0 | 0 | 0 | 0 | 553.5466 | 2337.2551 | 2184.8088 | 2553.578 | 2734.4354 | 2457.3699 | 2386.0721 | 2081.8905 | 1940.7477 | 2021.8485 | 1622.5144 | 981.1067 | 1492.6153 | 1492.6153 | 1492.6153 | 1257.2685 | 1257.2685
|  | Deep Storage | 0 | 0 | 0 | 0 | 0 | 521.6975 | 521.6975 | 2505.7101 | 2505.7101 | 2505.7101 | 2505.7101 | 2208.2882 | 2208.2882 | 2208.2882 | 847.6255 | 847.6255 | 10.9741 | 10.9741 | 10.9741 | -63.509 | -63.509
|  | Behind the Meter Storage | 0 | 0 | 0 | 0 | 0 | 0 | 0 | 0 | 0 | 0 | 0 | 0 | 0 | 0 | 0 | 0 | 0 | 0 | 0 | 0 | 0
NEM differences in storage generation by year
Select region | NEM
|  | As-generated generation (GWh) | 2021-22 | 2022-23 | 2023-24 | 2024-25 | 2025-26 | 2026-27 | 2027-28 | 2028-29 | 2029-30 | 2030-31 | 2031-32 | 2032-33 | 2033-34 | 2034-35 | 2035-36 | 2036-37 | 2037-38 | 2038-39 | 2039-40 | 2040-41 | 2041-42
|  | Shallow Storage | -87.0575 | -51.9917 | -212.7942 | -179.5292 | -279.1127 | 523.7586 | 563.8024 | -77.8156 | -72.8013 | -45.0778 | -118.9294 | -311.4656 | -489.0116 | -571.2226 | -658.9844 | -666.0623 | -760.7834 | -1053.0648 | -1240.1658 | -1253.6529 | -2057.3649
|  | Medium Storage | 172.3338 | 234.3643 | 177.9374 | 157.9734 | 743.7618 | 3840.3022 | 3299.3434 | 1802.8508 | 1495.6454 | 985.6278 | 549.2328 | -906.2069 | -1650.1134 | -1886.5099 | -2833.0908 | -4086.0481 | -4027.1087 | -3735.7058 | -4257.95 | -5021.038 | -5502.7387
|  | Deep Storage | 0 | 0 | 0 | 64.3674 | -2200.9742 | -129.0818 | 474.937 | 2430.332 | 1705.3374 | 1632.0719 | 1155.2977 | 243.0215 | 41.5108 | 42.2837 | -3378.3514 | -3371.659 | -5790.5606 | -5608.709 | -5769.9854 | -6411.8238 | -7327.3446
|  | Behind the Meter Storage | 0 | 0 | 0 | 0 | 0 | 0 | 0 | 0 | 0 | 0 | 0 | 0 | 0 | 0 | 0 | 0 | 0 | 0 | 0 | 0 | 0
NEM differences in dispatchable capacity built by year vs cumulative coal retirements
Select region | NEM
|  | Capacity Built (MW) | 2021-22 | 2022-23 | 2023-24 | 2024-25 | 2025-26 | 2026-27 | 2027-28 | 2028-29 | 2029-30 | 2030-31 | 2031-32 | 2032-33 | 2033-34 | 2034-35 | 2035-36 | 2036-37 | 2037-38 | 2038-39 | 2039-40 | 2040-41 | 2041-42
|  | CCGT | 0 | 0 | 0 | 0 | 0 | 0 | 0 | 0 | 0 | 0 | 0 | 0 | 0 | 0 | 0 | 0 | 0 | 0 | 0 | 0 | 0
|  | Peaking Gas+Liquids | 0 | 0 | 0 | 1064.0391 | 1064.0391 | 2074.8908 | 2074.8908 | 2154.5402 | 2392.2594 | 2652.2194 | 3631.0669 | 4355.0586 | 5082.2842 | 5988.5093 | 5988.5093 | 5988.5093 | 6782.7133 | 6927.3851 | 7188.1471 | 8092.8326 | 9449.8254
|  | Hydro | 0 | 0 | 0 | 0 | 0 | 0 | 0 | -390 | -390 | -390 | -390 | -390 | -390 | -390 | -390 | -390 | -390 | -390 | -390 | -390 | -390
|  | Shallow Storage | 0 | 0 | 0 | 0 | 99.7543 | 1475.7398 | 1475.7398 | 1475.7398 | 1475.7398 | 1475.7398 | 1475.7398 | 1475.7398 | 1475.7398 | 1475.7398 | 1475.7398 | 1475.7398 | 1475.7398 | 1475.7398 | 1475.7398 | 1475.7398 | -8.1057
|  | Medium Storage | 0 | 0 | 0 | 0 | 553.5466 | 2337.2551 | 2184.8088 | 2553.578 | 2734.4354 | 2457.3699 | 2386.0721 | 2081.8905 | 1940.7477 | 2021.8485 | 1622.5144 | 981.1067 | 1492.6153 | 1492.6153 | 1492.6153 | 1257.2685 | 1257.2685
|  | Deep Storage | 0 | 0 | 0 | 0 | 0 | 521.6975 | 521.6975 | 2505.7101 | 2505.7101 | 2505.7101 | 2505.7101 | 2208.2882 | 2208.2882 | 2208.2882 | 847.6255 | 847.6255 | 10.9741 | 10.9741 | 10.9741 | -63.509 | -63.509
|  | DSP | 0 | 0 | 0 | 0 | 0 | 0 | 0 | 0 | 0 | 0 | 0 | 0 | 0 | 0 | 0 | 0 | 0 | 0 | 0 | 0 | 0
|  | New Interconnectors | 0 | -85 | -85 | -985 | -985 | -985 | -985 | -1735 | -1735 | -1735 | -2485 | -3307.5 | -3307.5 | -3307.5 | -6627.5 | -6627.5 | -6627.5 | -6627.5 | -6627.5 | -6627.5 | -6627.5
|  | Retired Coal | 0 | 0 | 400 | 2175 | 1605 | 6775 | 5655 | 5300 | 4925 | 3785 | 2465 | 1725 | 1725 | 1725 | -1170 | -2330 | -1880 | -1880 | -1880 | -1880 | -2624
|  | Retired Dispatchable | 0 | 0 | 400 | 2175 | 1605 | 6775 | 5655 | 5300 | 4925 | 3785 | 2465 | 1725 | 1725 | 1725 | -1170 | -2330 | -1880 | -1880 | -1880 | -1880 | -2624
Note: Capacity built in 2021-22 includes all capacity built since 2019-20
Emissions trajectory comparison
|  | Emissions (Mt CO2-e) | Total | 2021-22 | 2022-23 | 2023-24 | 2024-25 | 2025-26 | 2026-27 | 2027-28 | 2028-29 | 2029-30 | 2030-31 | 2031-32 | 2032-33 | 2033-34 | 2034-35 | 2035-36 | 2036-37 | 2037-38 | 2038-39 | 2039-40 | 2040-41 | 2041-42
|  | Step Change (Counterfactual) | 1113.6849 | 105.7396 | 104.0709 | 98.1597 | 83.5391 | 72.5828 | 44.9641 | 50.7297 | 36.2129 | 37.5574 | 39.1005 | 38.7873 | 39.1233 | 40.4499 | 40.5063 | 36.7029 | 36.0175 | 41.9854 | 39.2865 | 41.537 | 43.4884 | 43.1439
|  | Step Change (DP7) | 1272.6126 | 128.2156 | 126.1234 | 123.2353 | 118.6332 | 105.5829 | 91.9155 | 85.1552 | 77.7458 | 75.1538 | 67.8384 | 55.4245 | 43.2509 | 43.1204 | 41.6815 | 19.9942 | 12.1201 | 13.5382 | 11.7517 | 11.6065 | 12.5969 | 7.9285

## Capacity_1
Installed capacity by technology (MW) - Step Change (Counterfactual)
Capacity calculated on 1 July. Years are financial year ending. In early study years some wind and solar projects enter later in the financial year and are reflected in the following financial year's capacity.
Region | Technology | Existing+Committed in 2021 | 2022 | 2023 | 2024 | 2025 | 2026 | 2027 | 2028 | 2029 | 2030 | 2031 | 2032 | 2033 | 2034 | 2035 | 2036 | 2037 | 2038 | 2039 | 2040 | 2041 | 2042
NEM | Black Coal | 18336 | 18336 | 17861 | 14986 | 12651 | 11251 | 7911 | 7911 | 7191 | 7191 | 7191 | 6471 | 5031 | 5031 | 5031 | 4346 | 4346 | 3896 | 3896 | 3896 | 3896 | 3896
NEM | Brown Coal | 4820 | 4820 | 4820 | 4820 | 4820 | 3370 | 0 | 0 | 0 | 0 | 0 | 0 | 0 | 0 | 0 | 0 | 0 | 0 | 0 | 0 | 0 | 0
NEM | CCGT | 4285.9 | 4285.9 | 4045.9 | 3865.9 | 3865.9 | 3865.9 | 3865.9 | 3865.9 | 3480.9 | 3480.9 | 3480.9 | 3480.9 | 3480.9 | 3480.9 | 3480.9 | 2680.9 | 2680.9 | 2151.9 | 2151.9 | 1508.5 | 1508.5 | 1508.5
NEM | Peaking Gas+Liquids | 6812.873 | 6812.873 | 6812.873 | 6812.873 | 7876.9121 | 7876.9121 | 8887.7638 | 8887.7638 | 8967.4132 | 9205.1324 | 9082.5924 | 10061.4399 | 10551.0916 | 10816.3172 | 11605.5423 | 11475.5423 | 11475.5423 | 12269.7463 | 12414.4181 | 12235.1801 | 13019.8656 | 14376.8584
NEM | Hydro | 6906.5 | 6906.5 | 6906.5 | 6906.5 | 6906.5 | 6906.5 | 6906.5 | 6906.5 | 6906.5 | 6906.5 | 6906.5 | 6906.5 | 6906.5 | 6906.5 | 6906.5 | 6906.5 | 6906.5 | 6820.1 | 6820.1 | 6820.1 | 6820.1 | 6820.1
NEM | Dispatchable Storage | 1506.78 | 1681.8163 | 1845.1661 | 2456.8243 | 5405.332 | 6314.1031 | 10335.642 | 10619.2539 | 13996.9014 | 14352.6051 | 14476.9074 | 14616.5313 | 15043.837 | 15247.5303 | 15533.5499 | 15707.2517 | 16034.5963 | 16866.031 | 17064.3378 | 17273.5515 | 17439.856 | 17610.1447
NEM | Behind the Meter Storage | 406.78 | 581.8163 | 1022.7382 | 1311.3654 | 1764.7932 | 1764.2315 | 1834.2078 | 1997.161 | 2177.4622 | 2380.6669 | 2578.7275 | 2775.2144 | 2975.2041 | 3187.8931 | 3425.1228 | 3694.4815 | 3988.3553 | 4296.4601 | 4634.2732 | 5000.7604 | 5340.5725 | 5701.7682
NEM | Wind | 9005.458 | 13922.3598 | 15132.5349 | 16266.5196 | 19988.7397 | 20750.2141 | 26380.9608 | 27161.0433 | 29715.8783 | 29715.8783 | 29919.5984 | 29919.5984 | 31161.0433 | 31075.5433 | 31075.5433 | 32445.5433 | 32445.5433 | 32445.5433 | 32445.5433 | 32445.5433 | 32445.5433 | 32445.5433
NEM | Solar | 5151.711 | 6491.2967 | 7046.0939 | 7818.9127 | 8061.2751 | 9460.0017 | 13808.9714 | 13808.9714 | 13808.9714 | 13808.9714 | 13808.9714 | 13808.9714 | 13808.9714 | 13808.9714 | 13808.9714 | 13808.9714 | 13808.9714 | 13808.9714 | 13808.9714 | 13808.9714 | 13808.9714 | 13808.9714
NEM | Distributed PV | 12451.2329 | 14730.4729 | 16558.5972 | 17930.3101 | 19860.7556 | 20991.2921 | 21631.54 | 22450.9994 | 23650.2571 | 24434.2355 | 25096.21 | 26502.9945 | 27079.6092 | 27889.7084 | 28605.7143 | 30690.4757 | 31679.593 | 32565.805 | 33158.1617 | 33713.2868 | 35085.0169 | 36570.6147
Total |  | 69683.2349 | 78569.035 | 82051.4031 | 83175.2051 | 91201.2078 | 92550.1547 | 101562.4858 | 103608.5927 | 109895.2836 | 111475.8896 | 112541.407 | 114543.1499 | 116038.1567 | 117444.3639 | 119472.8441 | 121755.666 | 123366.0016 | 125120.5571 | 126393.7055 | 126701.8935 | 129364.4257 | 132738.5007
NEM | DSP | 442.51 | 528.9196 | 617.9953 | 704.4388 | 793.1779 | 876.3636 | 965.5087 | 1052.3596 | 1148.1129 | 1241.518 | 1334.661 | 1431.7798 | 1523.2507 | 1615.1182 | 1717.1994 | 1812.5957 | 1917.8275 | 2026.0026 | 2130.4004 | 2244.2928 | 2355.4871 | 2466.5266
Total including DSP |  | 70125.7449 | 79097.9546 | 82669.3984 | 83879.6439 | 91994.3858 | 93426.5183 | 102527.9945 | 104660.9523 | 111043.3966 | 112717.4076 | 113876.068 | 115974.9297 | 117561.4074 | 119059.4821 | 121190.0435 | 123568.2617 | 125283.8291 | 127146.5598 | 128524.1059 | 128946.1864 | 131719.9129 | 135205.0273
Region | Technology | Existing+Committed in 2021 | 2022 | 2023 | 2024 | 2025 | 2026 | 2027 | 2028 | 2029 | 2030 | 2031 | 2032 | 2033 | 2034 | 2035 | 2036 | 2037 | 2038 | 2039 | 2040 | 2041 | 2042
NSW | Black Coal | 10210 | 10210 | 9735 | 8260 | 6205 | 6205 | 3565 | 3565 | 2845 | 2845 | 2845 | 2125 | 685 | 685 | 685 | 0 | 0 | 0 | 0 | 0 | 0 | 0
NSW | Brown Coal | 0 | 0 | 0 | 0 | 0 | 0 | 0 | 0 | 0 | 0 | 0 | 0 | 0 | 0 | 0 | 0 | 0 | 0 | 0 | 0 | 0 | 0
NSW | CCGT | 440 | 440 | 440 | 440 | 440 | 440 | 440 | 440 | 440 | 440 | 440 | 440 | 440 | 440 | 440 | 440 | 440 | 440 | 440 | 440 | 440 | 440
NSW | Peaking Gas+Liquids | 1561.233 | 1561.233 | 1561.233 | 1561.233 | 2625.2721 | 2625.2721 | 3636.1238 | 3636.1238 | 3636.1238 | 3719.8594 | 3719.8594 | 4515.9516 | 4760.9338 | 5290.7229 | 5815.329 | 5765.329 | 5765.329 | 5765.329 | 5765.329 | 5765.329 | 5765.329 | 6880.6463
NSW | Hydro | 2285 | 2285 | 2285 | 2285 | 2285 | 2285 | 2285 | 2285 | 2285 | 2285 | 2285 | 2285 | 2285 | 2285 | 2285 | 2285 | 2285 | 2285 | 2285 | 2285 | 2285 | 2285
NSW | Dispatchable Storage | 395.1175 | 478.6368 | 541.4025 | 797.776 | 3220.5464 | 3326.4881 | 4152.3339 | 4209.4972 | 4877.5288 | 5127.7544 | 5185.2724 | 5236.2015 | 5283.4125 | 5331.4408 | 5563.358 | 5625.255 | 5691.0515 | 5755.8617 | 5825.4942 | 5898.1272 | 5951.8822 | 6006.1061
NSW | Behind the Meter Storage | 155.1175 | 238.6368 | 425.0831 | 547.1536 | 739.2537 | 738.2621 | 766.2068 | 832.0236 | 904.4885 | 986.46 | 1063.5721 | 1139.3008 | 1215.6623 | 1296.3788 | 1384.6847 | 1486.0242 | 1596.0763 | 1710.7098 | 1835.8993 | 1970.5156 | 2091.8752 | 2219.6334
NSW | Wind | 1639.46 | 1839.46 | 2067.46 | 2067.46 | 5789.6801 | 5789.6801 | 8429.6801 | 8429.6801 | 8429.6801 | 8429.6801 | 8429.6801 | 8429.6801 | 8429.6801 | 8429.6801 | 8429.6801 | 9799.6801 | 9799.6801 | 9799.6801 | 9799.6801 | 9799.6801 | 9799.6801 | 9799.6801
NSW | Solar | 1837.317 | 2952.317 | 2952.317 | 2952.317 | 3194.6794 | 3194.6794 | 3194.6794 | 3194.6794 | 3194.6794 | 3194.6794 | 3194.6794 | 3194.6794 | 3194.6794 | 3194.6794 | 3194.6794 | 3194.6794 | 3194.6794 | 3194.6794 | 3194.6794 | 3194.6794 | 3194.6794 | 3194.6794
NSW | Distributed PV | 3283.0664 | 3881.3939 | 4585.4336 | 5190.9766 | 5967.6512 | 6440.5795 | 6688.1097 | 6959.5675 | 7320.736 | 7546.198 | 7695.2566 | 8228.5532 | 8393.6155 | 8673.574 | 8865.4258 | 9556.5009 | 9861.1401 | 10146.5388 | 10320.5004 | 10478.6207 | 10919.2208 | 11395.5164
Total |  | 21806.3114 | 23886.6775 | 24592.9292 | 24101.9162 | 30467.083 | 31044.9614 | 33157.1337 | 33551.5717 | 33933.2366 | 34574.6313 | 34858.32 | 35594.3666 | 34687.9837 | 35626.476 | 36663.1571 | 38152.4686 | 38632.9563 | 39097.7988 | 39466.5826 | 39831.9521 | 40447.6668 | 42221.2617
NSW | DSP | 93.24 | 126.7305 | 161.432 | 194.9136 | 228.6556 | 260.8528 | 296.2816 | 329.1835 | 368.3602 | 407.2677 | 443.6353 | 481.2302 | 518.7001 | 555.7165 | 599.8152 | 635.5731 | 676.7194 | 720.6 | 766.4687 | 809.0781 | 853.855 | 896.9494
Total including DSP |  | 21899.5514 | 24013.408 | 24754.3612 | 24296.8298 | 30695.7386 | 31305.8142 | 33453.4153 | 33880.7551 | 34301.5968 | 34981.8991 | 35301.9554 | 36075.5967 | 35206.6838 | 36182.1924 | 37262.9723 | 38788.0417 | 39309.6758 | 39818.3988 | 40233.0512 | 40641.0302 | 41301.5217 | 43118.211
Region | Technology | Existing+Committed in 2021 | 2022 | 2023 | 2024 | 2025 | 2026 | 2027 | 2028 | 2029 | 2030 | 2031 | 2032 | 2033 | 2034 | 2035 | 2036 | 2037 | 2038 | 2039 | 2040 | 2041 | 2042
QLD | Black Coal | 8126 | 8126 | 8126 | 6726 | 6446 | 5046 | 4346 | 4346 | 4346 | 4346 | 4346 | 4346 | 4346 | 4346 | 4346 | 4346 | 4346 | 3896 | 3896 | 3896 | 3896 | 3896
QLD | Brown Coal | 0 | 0 | 0 | 0 | 0 | 0 | 0 | 0 | 0 | 0 | 0 | 0 | 0 | 0 | 0 | 0 | 0 | 0 | 0 | 0 | 0 | 0
QLD | CCGT | 1596.9 | 1596.9 | 1596.9 | 1596.9 | 1596.9 | 1596.9 | 1596.9 | 1596.9 | 1211.9 | 1211.9 | 1211.9 | 1211.9 | 1211.9 | 1211.9 | 1211.9 | 1211.9 | 1211.9 | 1211.9 | 1211.9 | 1068.5 | 1068.5 | 1068.5
QLD | Peaking Gas+Liquids | 1909.5 | 1909.5 | 1909.5 | 1909.5 | 1909.5 | 1909.5 | 1909.5 | 1909.5 | 1989.1495 | 2143.133 | 2403.093 | 2585.8483 | 3064.8578 | 2970.2944 | 3234.9133 | 3234.9133 | 3234.9133 | 3969.7225 | 4114.3943 | 4375.1564 | 4537.2223 | 4778.8978
QLD | Hydro | 152.4 | 152.4 | 152.4 | 152.4 | 152.4 | 152.4 | 152.4 | 152.4 | 152.4 | 152.4 | 152.4 | 152.4 | 152.4 | 152.4 | 152.4 | 152.4 | 152.4 | 66 | 66 | 66 | 66 | 66
QLD | Dispatchable Storage | 649.4356 | 692.8742 | 746.1209 | 881.2087 | 1086.955 | 1431.1208 | 2112.1512 | 2287.1415 | 2898.9649 | 2942.3779 | 2981.2895 | 3016.7346 | 3051.5543 | 3087.1982 | 3126.911 | 3171.2663 | 3218.8289 | 3268.013 | 3321.7331 | 3379.333 | 3427.68 | 3477.7738
QLD | Behind the Meter Storage | 79.4356 | 122.8742 | 220.1852 | 285.6629 | 390.5983 | 392.7691 | 410.8518 | 449.8378 | 493.0112 | 541.8788 | 589.8871 | 637.6304 | 687.2859 | 740.1445 | 799.2391 | 865.5615 | 938.3191 | 1016.4331 | 1103.1493 | 1198.4317 | 1288.9112 | 1385.9754
QLD | Wind | 676.608 | 4166.608 | 4507.559 | 5641.5438 | 5641.5438 | 5700.6542 | 5700.6542 | 5700.6542 | 5700.6542 | 5700.6542 | 5700.6542 | 5700.6542 | 5700.6542 | 5700.6542 | 5700.6542 | 5700.6542 | 5700.6542 | 5700.6542 | 5700.6542 | 5700.6542 | 5700.6542 | 5700.6542
QLD | Solar | 1971.857 | 2027.0599 | 2381.857 | 2947.8108 | 2947.8108 | 2947.8108 | 2947.8108 | 2947.8108 | 2947.8108 | 2947.8108 | 2947.8108 | 2947.8108 | 2947.8108 | 2947.8108 | 2947.8108 | 2947.8108 | 2947.8108 | 2947.8108 | 2947.8108 | 2947.8108 | 2947.8108 | 2947.8108
QLD | Distributed PV | 4338.4916 | 5293.852 | 5731.1168 | 5990.0778 | 6490.0367 | 6779.0089 | 6997.6302 | 7272.0817 | 7559.0111 | 7785.4777 | 7965.3474 | 8246.3607 | 8503.9066 | 8787.1319 | 9069.6111 | 9605.3308 | 9895.7686 | 10181.784 | 10410.5604 | 10637.6026 | 11082.5512 | 11542.7002
Total |  | 19500.6279 | 24088.0682 | 25371.6389 | 26131.104 | 26661.7446 | 25956.1639 | 26173.8983 | 26662.326 | 27298.9017 | 27771.6324 | 28298.3821 | 28845.339 | 29666.3696 | 29943.534 | 30589.4394 | 31235.8369 | 31646.595 | 32258.3177 | 32772.2021 | 33269.4887 | 34015.3297 | 34864.3123
QLD | DSP | 202.14 | 221.1575 | 241.8145 | 261.3669 | 280.5339 | 299.7729 | 319.3472 | 341.2814 | 361.3255 | 381.0094 | 401.1191 | 423.2504 | 443.7261 | 465.3825 | 487.0256 | 511.0798 | 532.8683 | 556.956 | 579.227 | 605.9521 | 630.0661 | 653.1532
Total including DSP |  | 19702.7679 | 24309.2257 | 25613.4534 | 26392.4709 | 26942.2785 | 26255.9368 | 26493.2454 | 27003.6073 | 27660.2272 | 28152.6418 | 28699.5012 | 29268.5895 | 30110.0956 | 30408.9165 | 31076.465 | 31746.9167 | 32179.4633 | 32815.2737 | 33351.4291 | 33875.4408 | 34645.3958 | 35517.4655
Region | Technology | Existing+Committed in 2021 | 2022 | 2023 | 2024 | 2025 | 2026 | 2027 | 2028 | 2029 | 2030 | 2031 | 2032 | 2033 | 2034 | 2035 | 2036 | 2037 | 2038 | 2039 | 2040 | 2041 | 2042
VIC | Black Coal | 0 | 0 | 0 | 0 | 0 | 0 | 0 | 0 | 0 | 0 | 0 | 0 | 0 | 0 | 0 | 0 | 0 | 0 | 0 | 0 | 0 | 0
VIC | Brown Coal | 4820 | 4820 | 4820 | 4820 | 4820 | 3370 | 0 | 0 | 0 | 0 | 0 | 0 | 0 | 0 | 0 | 0 | 0 | 0 | 0 | 0 | 0 | 0
VIC | CCGT | 500 | 500 | 500 | 500 | 500 | 500 | 500 | 500 | 500 | 500 | 500 | 500 | 500 | 500 | 500 | 500 | 500 | 500 | 500 | 0 | 0 | 0
VIC | Peaking Gas+Liquids | 1900 | 1900 | 1900 | 1900 | 1900 | 1900 | 1900 | 1900 | 1900 | 1900 | 1900 | 1900 | 1900 | 1730 | 1730 | 1730 | 1730 | 1730 | 1730 | 1290 | 2032.6196 | 2032.6196
VIC | Hydro | 2206 | 2206 | 2206 | 2206 | 2206 | 2206 | 2206 | 2206 | 2206 | 2206 | 2206 | 2206 | 2206 | 2206 | 2206 | 2206 | 2206 | 2206 | 2206 | 2206 | 2206 | 2206
VIC | Dispatchable Storage | 152.6479 | 194.8804 | 227.3763 | 356.9816 | 554.8352 | 980.2266 | 2747.0328 | 2780.3391 | 4406.2893 | 4446.6469 | 4486.681 | 4523.3429 | 4608.0466 | 4587.4 | 4607.3383 | 4652.6512 | 4759.0611 | 5454.8278 | 5506.9826 | 5561.9299 | 5607.3351 | 5654.4957
VIC | Behind the Meter Storage | 77.6479 | 119.8804 | 214.9039 | 276.6114 | 377.1424 | 378.3383 | 394.8452 | 431.4558 | 472.2619 | 518.1548 | 566.2436 | 614.1771 | 661.9036 | 712.8322 | 771.2319 | 837.5096 | 910.5868 | 987.2959 | 1071.501 | 1163.0182 | 1249.2128 | 1341.7585
VIC | Wind | 3976.73 | 4426.73 | 4577.93 | 4577.93 | 4577.93 | 5280.2939 | 8177.8371 | 8417.4318 | 10972.2668 | 10972.2668 | 11175.9869 | 11175.9869 | 12417.4318 | 12364.9318 | 12364.9318 | 12364.9318 | 12364.9318 | 12364.9318 | 12364.9318 | 12364.9318 | 12364.9318 | 12364.9318
VIC | Solar | 964.537 | 964.537 | 964.537 | 1116.4021 | 1116.4021 | 2515.1287 | 6864.0984 | 6864.0984 | 6864.0984 | 6864.0984 | 6864.0984 | 6864.0984 | 6864.0984 | 6864.0984 | 6864.0984 | 6864.0984 | 6864.0984 | 6864.0984 | 6864.0984 | 6864.0984 | 6864.0984 | 6864.0984
VIC | Distributed PV | 2915.3234 | 3472.2634 | 4048.7822 | 4489.8563 | 5025.1178 | 5337.6695 | 5475.3921 | 5706.1982 | 6172.8379 | 6461.0367 | 6737.458 | 7205.065 | 7326.301 | 7519.5455 | 7708.2866 | 8361.0917 | 8657.4535 | 8902.0909 | 9052.0267 | 9187.9191 | 9572.835 | 10004.8384
Total |  | 17512.8862 | 18604.2912 | 19459.5293 | 20243.7814 | 21077.4275 | 22467.6571 | 28265.2056 | 28805.5233 | 33493.7543 | 33868.2036 | 34436.4678 | 34988.6702 | 36483.7814 | 36484.8079 | 36751.887 | 37516.2827 | 37992.1316 | 39009.2448 | 39295.5405 | 38637.8974 | 39897.0327 | 40468.7423
VIC | DSP | 84.63 | 109.5598 | 133.7329 | 157.8797 | 184.456 | 207.1159 | 231.769 | 256.0547 | 282.4198 | 306.6925 | 333.5733 | 360.5706 | 384.5376 | 409.5853 | 435.6057 | 462.1067 | 493.2426 | 522.1012 | 548.7393 | 583.1851 | 615.3568 | 647.6947
Total including DSP |  | 17597.5162 | 18713.851 | 19593.2622 | 20401.661 | 21261.8835 | 22674.773 | 28496.9746 | 29061.578 | 33776.1741 | 34174.896 | 34770.0412 | 35349.2408 | 36868.319 | 36894.3932 | 37187.4927 | 37978.3894 | 38485.3743 | 39531.346 | 39844.2798 | 39221.0825 | 40512.3895 | 41116.437
Region | Technology | Existing+Committed in 2021 | 2022 | 2023 | 2024 | 2025 | 2026 | 2027 | 2028 | 2029 | 2030 | 2031 | 2032 | 2033 | 2034 | 2035 | 2036 | 2037 | 2038 | 2039 | 2040 | 2041 | 2042
SA | Black Coal | 0 | 0 | 0 | 0 | 0 | 0 | 0 | 0 | 0 | 0 | 0 | 0 | 0 | 0 | 0 | 0 | 0 | 0 | 0 | 0 | 0 | 0
SA | Brown Coal | 0 | 0 | 0 | 0 | 0 | 0 | 0 | 0 | 0 | 0 | 0 | 0 | 0 | 0 | 0 | 0 | 0 | 0 | 0 | 0 | 0 | 0
SA | CCGT | 1749 | 1749 | 1509 | 1329 | 1329 | 1329 | 1329 | 1329 | 1329 | 1329 | 1329 | 1329 | 1329 | 1329 | 1329 | 529 | 529 | 0 | 0 | 0 | 0 | 0
SA | Peaking Gas+Liquids | 1264.14 | 1264.14 | 1264.14 | 1264.14 | 1264.14 | 1264.14 | 1264.14 | 1264.14 | 1264.14 | 1264.14 | 881.64 | 881.64 | 647.3 | 647.3 | 647.3 | 567.3 | 567.3 | 626.6947 | 626.6947 | 626.6947 | 626.6947 | 626.6947
SA | Hydro | 0 | 0 | 0 | 0 | 0 | 0 | 0 | 0 | 0 | 0 | 0 | 0 | 0 | 0 | 0 | 0 | 0 | 0 | 0 | 0 | 0 | 0
SA | Dispatchable Storage | 299.2523 | 299.8669 | 312.0102 | 391.0562 | 495.0867 | 523.2595 | 1267.0613 | 1282.5687 | 1751.5443 | 1770.0599 | 1755.2246 | 1769.546 | 2027.9144 | 2166.3536 | 2158.1653 | 2177.2075 | 2281.4648 | 2299.908 | 2319.2936 | 2339.7581 | 2355.8332 | 2371.8792
SA | Behind the Meter Storage | 84.2523 | 84.8669 | 136.8184 | 172.7034 | 220.1435 | 217.4667 | 223.6678 | 242.0553 | 262.4394 | 285.0189 | 306.1763 | 327.7055 | 350.282 | 374.602 | 401.6219 | 432.0033 | 464.4908 | 497.4472 | 532.9888 | 571.4285 | 607.1398 | 644.5589
SA | Wind | 2139.71 | 2709.9899 | 2970.3271 | 2970.3271 | 2970.3271 | 2970.3271 | 2970.3271 | 2970.3271 | 2970.3271 | 2970.3271 | 2970.3271 | 2970.3271 | 2970.3271 | 2937.3271 | 2937.3271 | 2937.3271 | 2937.3271 | 2937.3271 | 2937.3271 | 2937.3271 | 2937.3271 | 2937.3271
SA | Solar | 378 | 547.3829 | 747.3829 | 802.3829 | 802.3829 | 802.3829 | 802.3829 | 802.3829 | 802.3829 | 802.3829 | 802.3829 | 802.3829 | 802.3829 | 802.3829 | 802.3829 | 802.3829 | 802.3829 | 802.3829 | 802.3829 | 802.3829 | 802.3829 | 802.3829
SA | Distributed PV | 1700.7113 | 1840.0716 | 1922.3069 | 1968.0087 | 2056.358 | 2100.3224 | 2133.4535 | 2171.6396 | 2234.8516 | 2269.9718 | 2314.5393 | 2415.7331 | 2447.1501 | 2495.2583 | 2542.6303 | 2715.6518 | 2802.863 | 2866.8023 | 2905.2541 | 2939.0704 | 3029.6789 | 3131.6328
Total |  | 7615.0658 | 8495.318 | 8861.9855 | 8897.6183 | 9137.4382 | 9206.8986 | 9990.0326 | 10062.1136 | 10614.6852 | 10690.9006 | 10359.2902 | 10496.3346 | 10574.3565 | 10752.2239 | 10818.4275 | 10160.8726 | 10384.8287 | 10030.5623 | 10123.9412 | 10216.6618 | 10359.0567 | 10514.4756
SA | DSP | 32.99 | 41.0418 | 49.4265 | 57.6152 | 65.8701 | 73.9908 | 82.3941 | 89.9201 | 98.4166 | 107.3433 | 116.1041 | 125.4617 | 134.0628 | 141.1769 | 150.4573 | 158.8451 | 168.9411 | 179.1464 | 187.6838 | 196.6568 | 205.8029 | 217.0867
Total including DSP |  | 7648.0558 | 8536.3599 | 8911.412 | 8955.2334 | 9203.3082 | 9280.8894 | 10072.4268 | 10152.0337 | 10713.1019 | 10798.2439 | 10475.3942 | 10621.7963 | 10708.4193 | 10893.4008 | 10968.8848 | 10319.7177 | 10553.7698 | 10209.7086 | 10311.625 | 10413.3186 | 10564.8596 | 10731.5623
Region | Technology | Existing+Committed in 2021 | 2022 | 2023 | 2024 | 2025 | 2026 | 2027 | 2028 | 2029 | 2030 | 2031 | 2032 | 2033 | 2034 | 2035 | 2036 | 2037 | 2038 | 2039 | 2040 | 2041 | 2042
TAS | Black Coal | 0 | 0 | 0 | 0 | 0 | 0 | 0 | 0 | 0 | 0 | 0 | 0 | 0 | 0 | 0 | 0 | 0 | 0 | 0 | 0 | 0 | 0
TAS | Brown Coal | 0 | 0 | 0 | 0 | 0 | 0 | 0 | 0 | 0 | 0 | 0 | 0 | 0 | 0 | 0 | 0 | 0 | 0 | 0 | 0 | 0 | 0
TAS | CCGT | 0 | 0 | 0 | 0 | 0 | 0 | 0 | 0 | 0 | 0 | 0 | 0 | 0 | 0 | 0 | 0 | 0 | 0 | 0 | 0 | 0 | 0
TAS | Peaking Gas+Liquids | 178 | 178 | 178 | 178 | 178 | 178 | 178 | 178 | 178 | 178 | 178 | 178 | 178 | 178 | 178 | 178 | 178 | 178 | 178 | 178 | 58 | 58
TAS | Hydro | 2263.1 | 2263.1 | 2263.1 | 2263.1 | 2263.1 | 2263.1 | 2263.1 | 2263.1 | 2263.1 | 2263.1 | 2263.1 | 2263.1 | 2263.1 | 2263.1 | 2263.1 | 2263.1 | 2263.1 | 2263.1 | 2263.1 | 2263.1 | 2263.1 | 2263.1
TAS | Dispatchable Storage | 10.3268 | 15.5581 | 18.2562 | 29.8017 | 47.9086 | 53.0079 | 57.0628 | 59.7074 | 62.574 | 65.766 | 68.4398 | 70.7063 | 72.9092 | 75.1378 | 77.7772 | 80.8718 | 84.19 | 87.4204 | 90.8343 | 94.4033 | 97.1255 | 99.8899
TAS | Behind the Meter Storage | 10.3268 | 15.5581 | 25.7476 | 29.2342 | 37.6553 | 37.3953 | 38.6361 | 41.7885 | 45.2612 | 49.1544 | 52.8484 | 56.4006 | 60.0703 | 63.9356 | 68.3453 | 73.383 | 78.8823 | 84.5742 | 90.7347 | 97.3664 | 103.4334 | 109.842
TAS | Wind | 572.95 | 779.5719 | 1009.2587 | 1009.2587 | 1009.2587 | 1009.2587 | 1102.4623 | 1642.95 | 1642.95 | 1642.95 | 1642.95 | 1642.95 | 1642.95 | 1642.95 | 1642.95 | 1642.95 | 1642.95 | 1642.95 | 1642.95 | 1642.95 | 1642.95 | 1642.95
TAS | Solar | 0 | 0 | 0 | 0 | 0 | 0 | 0 | 0 | 0 | 0 | 0 | 0 | 0 | 0 | 0 | 0 | 0 | 0 | 0 | 0 | 0 | 0
TAS | Distributed PV | 213.6402 | 242.892 | 270.9577 | 291.3908 | 321.592 | 333.7118 | 336.9545 | 341.5125 | 362.8205 | 371.5514 | 383.6087 | 407.2826 | 408.636 | 414.1987 | 419.7605 | 451.9004 | 462.3678 | 468.589 | 469.8201 | 470.0739 | 480.7309 | 495.9269
Total |  | 3248.3437 | 3494.6801 | 3765.3201 | 3800.7853 | 3857.5146 | 3874.4737 | 3976.2156 | 4527.0583 | 4554.7057 | 4570.5217 | 4588.9469 | 4618.4395 | 4625.6655 | 4637.3222 | 4649.933 | 4690.2052 | 4709.49 | 4724.6335 | 4735.4391 | 4745.8936 | 4645.3399 | 4669.7088
TAS | DSP | 29.51 | 30.43 | 31.5894 | 32.6634 | 33.6624 | 34.6312 | 35.7168 | 35.9198 | 37.5908 | 39.205 | 40.2292 | 41.2669 | 42.2242 | 43.2571 | 44.2956 | 44.991 | 46.056 | 47.199 | 48.2817 | 49.4208 | 50.4063 | 51.6427
Total including DSP |  | 3277.8537 | 3525.11 | 3796.9096 | 3833.4487 | 3891.1769 | 3909.1049 | 4011.9324 | 4562.9781 | 4592.2966 | 4609.7267 | 4629.176 | 4659.7064 | 4667.8897 | 4680.5792 | 4694.2286 | 4735.1962 | 4755.546 | 4771.8325 | 4783.7208 | 4795.3143 | 4695.7462 | 4721.3515

## Capacity_2
Installed capacity by technology (MW) - Step Change (DP7)
Capacity calculated on 1 July. Years are financial year ending. In early study years some wind and solar projects enter later in the financial year and are reflected in the following financial year's capacity.
Region | Technology | Existing+Committed in 2021 | 2022 | 2023 | 2024 | 2025 | 2026 | 2027 | 2028 | 2029 | 2030 | 2031 | 2032 | 2033 | 2034 | 2035 | 2036 | 2037 | 2038 | 2039 | 2040 | 2041 | 2042
NEM | Black Coal | 18336 | 18336 | 17861 | 15386 | 14826 | 12106 | 11656 | 11656 | 10956 | 10956 | 9816 | 7776 | 5596 | 5596 | 5596 | 2016 | 2016 | 2016 | 2016 | 2016 | 2016 | 1272
NEM | Brown Coal | 4820 | 4820 | 4820 | 4820 | 4820 | 4120 | 3030 | 1910 | 1535 | 1160 | 1160 | 1160 | 1160 | 1160 | 1160 | 1160 | 0 | 0 | 0 | 0 | 0 | 0
NEM | CCGT | 4285.9 | 4285.9 | 4045.9 | 3865.9 | 3865.9 | 3865.9 | 3865.9 | 3865.9 | 3480.9 | 3480.9 | 3480.9 | 3480.9 | 3480.9 | 3480.9 | 3480.9 | 2680.9 | 2680.9 | 2151.9 | 2151.9 | 1508.5 | 1508.5 | 1508.5
NEM | Peaking Gas+Liquids | 6812.873 | 6812.873 | 6812.873 | 6812.873 | 6812.873 | 6812.873 | 6812.873 | 6812.873 | 6812.873 | 6812.873 | 6430.373 | 6430.373 | 6196.033 | 5734.033 | 5617.033 | 5487.033 | 5487.033 | 5487.033 | 5487.033 | 5047.033 | 4927.033 | 4927.033
NEM | Hydro | 6906.5 | 6906.5 | 6906.5 | 6906.5 | 6906.5 | 6906.5 | 6906.5 | 6906.5 | 7296.5 | 7296.5 | 7296.5 | 7296.5 | 7296.5 | 7296.5 | 7296.5 | 7296.5 | 7296.5 | 7210.1 | 7210.1 | 7210.1 | 7210.1 | 7210.1
NEM | Dispatchable Storage | 1506.78 | 1681.8163 | 1845.1661 | 2456.8243 | 5405.332 | 5660.8022 | 6000.9495 | 6437.0077 | 7461.8735 | 7636.7198 | 8038.0877 | 8249.0093 | 9277.9185 | 9622.7546 | 9827.6734 | 11761.3721 | 12730.1243 | 13886.7018 | 14085.0086 | 14294.2223 | 14770.3567 | 16424.4909
NEM | Behind the Meter Storage | 406.78 | 581.8163 | 1022.7382 | 1311.3654 | 1764.7932 | 1764.2315 | 1834.2078 | 1997.161 | 2177.4622 | 2380.6669 | 2578.7275 | 2775.2144 | 2975.2041 | 3187.8931 | 3425.1228 | 3694.4815 | 3988.3553 | 4296.4601 | 4634.2732 | 5000.7604 | 5340.5725 | 5701.7682
NEM | Wind | 9005.458 | 9005.458 | 10092.658 | 10318.6028 | 10444.4465 | 12236.8199 | 14210.1664 | 17161.3899 | 17455.3224 | 18037.798 | 21199.917 | 23206.1392 | 27637.1318 | 27518.6481 | 27662.9742 | 31456.7113 | 32835.8946 | 35246.6648 | 34637.6648 | 34937.0534 | 35340.9447 | 35292.6447
NEM | Solar | 5151.711 | 5151.711 | 5941.711 | 6126.711 | 6126.711 | 7774.5399 | 9758.3792 | 11621.4521 | 11666.3068 | 12385.9346 | 13362.591 | 14422.6451 | 16683.0166 | 19076.5509 | 19363.7155 | 23794.3032 | 24353.5428 | 27438.3404 | 27397.4008 | 27824.9667 | 29485.4753 | 29485.4753
NEM | Distributed PV | 12451.2329 | 14730.4729 | 16558.5972 | 17930.3101 | 19860.7556 | 20991.2921 | 21631.54 | 22450.9994 | 23650.2571 | 24434.2355 | 25096.21 | 26502.9945 | 27079.6092 | 27889.7084 | 28605.7143 | 30690.4757 | 31679.593 | 32565.805 | 33158.1617 | 33713.2868 | 35085.0169 | 36570.6147
Total |  | 69683.2349 | 72312.5475 | 75907.1434 | 75935.0866 | 80833.3114 | 82238.9586 | 85706.5159 | 90819.2831 | 92492.495 | 94581.6278 | 98459.3061 | 101299.7755 | 107382.3131 | 110562.9882 | 112035.6331 | 120037.7767 | 123067.943 | 130299.0051 | 130777.542 | 131551.9226 | 135683.999 | 138392.6267
NEM | DSP | 442.51 | 528.9196 | 617.9953 | 704.4388 | 793.1779 | 876.3636 | 965.5087 | 1052.3596 | 1148.1129 | 1241.518 | 1334.661 | 1431.7798 | 1523.2507 | 1615.1182 | 1717.1994 | 1812.5957 | 1917.8275 | 2026.0026 | 2130.4004 | 2244.2928 | 2355.4871 | 2466.5266
Total including DSP |  | 70125.7449 | 72841.4671 | 76525.1387 | 76639.5254 | 81626.4893 | 83115.3222 | 86672.0246 | 91871.6427 | 93640.6079 | 95823.1458 | 99793.9671 | 102731.5553 | 108905.5638 | 112178.1064 | 113752.8326 | 121850.3724 | 124985.7705 | 132325.0078 | 132907.9424 | 133796.2154 | 138039.4862 | 140859.1533
Region | Technology | Existing+Committed in 2021 | 2022 | 2023 | 2024 | 2025 | 2026 | 2027 | 2028 | 2029 | 2030 | 2031 | 2032 | 2033 | 2034 | 2035 | 2036 | 2037 | 2038 | 2039 | 2040 | 2041 | 2042
NSW | Black Coal | 10210 | 10210 | 9735 | 7540 | 7540 | 6220 | 6220 | 6220 | 6220 | 6220 | 5500 | 3460 | 2740 | 2740 | 2740 | 0 | 0 | 0 | 0 | 0 | 0 | 0
NSW | Brown Coal | 0 | 0 | 0 | 0 | 0 | 0 | 0 | 0 | 0 | 0 | 0 | 0 | 0 | 0 | 0 | 0 | 0 | 0 | 0 | 0 | 0 | 0
NSW | CCGT | 440 | 440 | 440 | 440 | 440 | 440 | 440 | 440 | 440 | 440 | 440 | 440 | 440 | 440 | 440 | 440 | 440 | 440 | 440 | 440 | 440 | 440
NSW | Peaking Gas+Liquids | 1561.233 | 1561.233 | 1561.233 | 1561.233 | 1561.233 | 1561.233 | 1561.233 | 1561.233 | 1561.233 | 1561.233 | 1561.233 | 1561.233 | 1561.233 | 1561.233 | 1561.233 | 1511.233 | 1511.233 | 1511.233 | 1511.233 | 1511.233 | 1511.233 | 1511.233
NSW | Hydro | 2285 | 2285 | 2285 | 2285 | 2285 | 2285 | 2285 | 2285 | 2285 | 2285 | 2285 | 2285 | 2285 | 2285 | 2285 | 2285 | 2285 | 2285 | 2285 | 2285 | 2285 | 2285
NSW | Dispatchable Storage | 395.1175 | 478.6368 | 541.4025 | 797.776 | 3220.5464 | 3326.4881 | 3411.6328 | 3468.7962 | 3530.4624 | 3599.8306 | 3657.3486 | 3779.5754 | 4182.652 | 4230.6803 | 4282.9412 | 5459.4978 | 5525.2943 | 5965.9115 | 6035.544 | 6108.177 | 6353.4789 | 6407.7028
NSW | Behind the Meter Storage | 155.1175 | 238.6368 | 425.0831 | 547.1536 | 739.2537 | 738.2621 | 766.2068 | 832.0236 | 904.4885 | 986.46 | 1063.5721 | 1139.3008 | 1215.6623 | 1296.3788 | 1384.6847 | 1486.0242 | 1596.0763 | 1710.7098 | 1835.8993 | 1970.5156 | 2091.8752 | 2219.6334
NSW | Wind | 1639.46 | 1639.46 | 1866.46 | 1974.6495 | 1974.6495 | 1974.6495 | 1974.6495 | 2735.1916 | 2735.1916 | 2735.1916 | 4063.3217 | 6006.5035 | 7273.3853 | 7433.6016 | 7577.9277 | 9167.3131 | 9120.8131 | 8875.2719 | 8845.2719 | 8845.2719 | 8484.7719 | 8436.4719
NSW | Solar | 1837.317 | 1837.317 | 2217.317 | 2402.317 | 2402.317 | 3816.8417 | 4708.2721 | 5405.8847 | 5405.8847 | 5405.8847 | 6002.4599 | 7037.317 | 7037.317 | 7802.4475 | 7802.4475 | 10152.6987 | 10152.6987 | 12727.8121 | 12577.5121 | 12577.5121 | 13629.8967 | 13629.8967
NSW | Distributed PV | 3283.0664 | 3881.3939 | 4585.4336 | 5190.9766 | 5967.6512 | 6440.5795 | 6688.1097 | 6959.5675 | 7320.736 | 7546.198 | 7695.2566 | 8228.5532 | 8393.6155 | 8673.574 | 8865.4258 | 9556.5009 | 9861.1401 | 10146.5388 | 10320.5004 | 10478.6207 | 10919.2208 | 11395.5164
Total |  | 21806.3114 | 22571.6775 | 23656.9292 | 22739.1057 | 26130.6509 | 26803.054 | 28055.104 | 29907.6966 | 30402.9962 | 30779.7978 | 32268.1918 | 33937.4829 | 35128.8651 | 36462.9151 | 36939.6599 | 40058.2676 | 40492.2554 | 43662.4771 | 43850.9608 | 44216.3304 | 45715.4766 | 46325.4542
NSW | DSP | 93.24 | 126.7305 | 161.432 | 194.9136 | 228.6556 | 260.8528 | 296.2816 | 329.1835 | 368.3602 | 407.2677 | 443.6353 | 481.2302 | 518.7001 | 555.7165 | 599.8152 | 635.5731 | 676.7194 | 720.6 | 766.4687 | 809.0781 | 853.855 | 896.9494
Total including DSP |  | 21899.5514 | 22698.408 | 23818.3612 | 22934.0193 | 26359.3064 | 27063.9068 | 28351.3856 | 30236.8801 | 30771.3563 | 31187.0656 | 32711.8272 | 34418.7131 | 35647.5652 | 37018.6316 | 37539.4751 | 40693.8407 | 41168.9748 | 44383.0771 | 44617.4295 | 45025.4084 | 46569.3315 | 47222.4036
Region | Technology | Existing+Committed in 2021 | 2022 | 2023 | 2024 | 2025 | 2026 | 2027 | 2028 | 2029 | 2030 | 2031 | 2032 | 2033 | 2034 | 2035 | 2036 | 2037 | 2038 | 2039 | 2040 | 2041 | 2042
QLD | Black Coal | 8126 | 8126 | 8126 | 7846 | 7286 | 5886 | 5436 | 5436 | 4736 | 4736 | 4316 | 4316 | 2856 | 2856 | 2856 | 2016 | 2016 | 2016 | 2016 | 2016 | 2016 | 1272
QLD | Brown Coal | 0 | 0 | 0 | 0 | 0 | 0 | 0 | 0 | 0 | 0 | 0 | 0 | 0 | 0 | 0 | 0 | 0 | 0 | 0 | 0 | 0 | 0
QLD | CCGT | 1596.9 | 1596.9 | 1596.9 | 1596.9 | 1596.9 | 1596.9 | 1596.9 | 1596.9 | 1211.9 | 1211.9 | 1211.9 | 1211.9 | 1211.9 | 1211.9 | 1211.9 | 1211.9 | 1211.9 | 1211.9 | 1211.9 | 1068.5 | 1068.5 | 1068.5
QLD | Peaking Gas+Liquids | 1909.5 | 1909.5 | 1909.5 | 1909.5 | 1909.5 | 1909.5 | 1909.5 | 1909.5 | 1909.5 | 1909.5 | 1909.5 | 1909.5 | 1909.5 | 1617.5 | 1500.5 | 1500.5 | 1500.5 | 1500.5 | 1500.5 | 1500.5 | 1500.5 | 1500.5
QLD | Hydro | 152.4 | 152.4 | 152.4 | 152.4 | 152.4 | 152.4 | 152.4 | 152.4 | 152.4 | 152.4 | 152.4 | 152.4 | 152.4 | 152.4 | 152.4 | 152.4 | 152.4 | 66 | 66 | 66 | 66 | 66
QLD | Dispatchable Storage | 649.4356 | 692.8742 | 746.1209 | 881.2087 | 1086.955 | 1146.7512 | 1328.7542 | 1500.284 | 2407.2 | 2450.613 | 2766.5902 | 2802.0353 | 3178.0362 | 3478.1748 | 3616.4432 | 4200.4192 | 4247.9818 | 4586.9021 | 4640.6221 | 4698.2221 | 4845.1826 | 5530.785
QLD | Behind the Meter Storage | 79.4356 | 122.8742 | 220.1852 | 285.6629 | 390.5983 | 392.7691 | 410.8518 | 449.8378 | 493.0112 | 541.8788 | 589.8871 | 637.6304 | 687.2859 | 740.1445 | 799.2391 | 865.5615 | 938.3191 | 1016.4331 | 1103.1493 | 1198.4317 | 1288.9112 | 1385.9754
QLD | Wind | 676.608 | 676.608 | 1176.608 | 1176.608 | 1176.608 | 2787.8198 | 4166.608 | 4166.608 | 4455.6998 | 4755.6998 | 5438.6762 | 5458.4532 | 7824.0398 | 7824.0398 | 7824.0398 | 9000.296 | 9289.1703 | 10562.0148 | 10562.0148 | 10562.0148 | 10562.0148 | 10562.0148
QLD | Solar | 1971.857 | 1971.857 | 2381.857 | 2381.857 | 2381.857 | 2381.857 | 2381.857 | 2776.4621 | 2821.3167 | 3540.9446 | 3901.3564 | 3926.5534 | 5806.5942 | 7235.2307 | 7522.3952 | 8661.9714 | 8661.9714 | 9171.6555 | 9281.0159 | 9502.733 | 10110.857 | 10110.857
QLD | Distributed PV | 4338.4916 | 5293.852 | 5731.1168 | 5990.0778 | 6490.0367 | 6779.0089 | 6997.6302 | 7272.0817 | 7559.0111 | 7785.4777 | 7965.3474 | 8246.3607 | 8503.9066 | 8787.1319 | 9069.6111 | 9605.3308 | 9895.7686 | 10181.784 | 10410.5604 | 10637.6026 | 11082.5512 | 11542.7002
Total |  | 19500.6279 | 20542.8653 | 22040.6879 | 22220.2144 | 22470.855 | 23033.0061 | 24380.5013 | 25260.0735 | 25746.0388 | 27084.4138 | 28251.6574 | 28660.8329 | 32129.6627 | 33902.5217 | 34552.5283 | 37214.3789 | 37914.0113 | 40313.1896 | 40791.7625 | 41250.0042 | 42540.5168 | 43039.3324
QLD | DSP | 202.14 | 221.1575 | 241.8145 | 261.3669 | 280.5339 | 299.7729 | 319.3472 | 341.2814 | 361.3255 | 381.0094 | 401.1191 | 423.2504 | 443.7261 | 465.3825 | 487.0256 | 511.0798 | 532.8683 | 556.956 | 579.227 | 605.9521 | 630.0661 | 653.1532
Total including DSP |  | 19702.7679 | 20764.0228 | 22282.5024 | 22481.5813 | 22751.3889 | 23332.779 | 24699.8484 | 25601.3548 | 26107.3643 | 27465.4232 | 28652.7765 | 29084.0833 | 32573.3888 | 34367.9042 | 35039.5539 | 37725.4587 | 38446.8796 | 40870.1456 | 41370.9894 | 41855.9563 | 43170.5829 | 43692.4856
Region | Technology | Existing+Committed in 2021 | 2022 | 2023 | 2024 | 2025 | 2026 | 2027 | 2028 | 2029 | 2030 | 2031 | 2032 | 2033 | 2034 | 2035 | 2036 | 2037 | 2038 | 2039 | 2040 | 2041 | 2042
VIC | Black Coal | 0 | 0 | 0 | 0 | 0 | 0 | 0 | 0 | 0 | 0 | 0 | 0 | 0 | 0 | 0 | 0 | 0 | 0 | 0 | 0 | 0 | 0
VIC | Brown Coal | 4820 | 4820 | 4820 | 4820 | 4820 | 4120 | 3030 | 1910 | 1535 | 1160 | 1160 | 1160 | 1160 | 1160 | 1160 | 1160 | 0 | 0 | 0 | 0 | 0 | 0
VIC | CCGT | 500 | 500 | 500 | 500 | 500 | 500 | 500 | 500 | 500 | 500 | 500 | 500 | 500 | 500 | 500 | 500 | 500 | 500 | 500 | 0 | 0 | 0
VIC | Peaking Gas+Liquids | 1900 | 1900 | 1900 | 1900 | 1900 | 1900 | 1900 | 1900 | 1900 | 1900 | 1900 | 1900 | 1900 | 1730 | 1730 | 1730 | 1730 | 1730 | 1730 | 1290 | 1290 | 1290
VIC | Hydro | 2206 | 2206 | 2206 | 2206 | 2206 | 2206 | 2206 | 2206 | 2206 | 2206 | 2206 | 2206 | 2206 | 2206 | 2206 | 2206 | 2206 | 2206 | 2206 | 2206 | 2206 | 2206
VIC | Dispatchable Storage | 152.6479 | 194.8804 | 227.3763 | 356.9816 | 554.8352 | 611.2954 | 658.1582 | 847.3714 | 883.8127 | 924.1702 | 964.2043 | 1000.8663 | 1034.2807 | 1013.6341 | 1033.5724 | 1184.6018 | 1804.5869 | 1853.2517 | 1905.4065 | 1960.3538 | 2025.4284 | 2072.5889
VIC | Behind the Meter Storage | 77.6479 | 119.8804 | 214.9039 | 276.6114 | 377.1424 | 378.3383 | 394.8452 | 431.4558 | 472.2619 | 518.1548 | 566.2436 | 614.1771 | 661.9036 | 712.8322 | 771.2319 | 837.5096 | 910.5868 | 987.2959 | 1071.501 | 1163.0182 | 1249.2128 | 1341.7585
VIC | Wind | 3976.73 | 3976.73 | 4336.93 | 4336.93 | 4336.93 | 4336.93 | 4336.93 | 5897.3686 | 5897.3686 | 5897.3686 | 5999.283 | 5999.283 | 5999.283 | 5946.783 | 5946.783 | 6444.8686 | 7674.4545 | 8495.1831 | 8075.1831 | 8701.2717 | 9170.0158 | 9170.0158
VIC | Solar | 964.537 | 964.537 | 964.537 | 964.537 | 964.537 | 964.537 | 1323.2192 | 1744.537 | 1744.537 | 1744.537 | 1764.2063 | 1764.2063 | 2144.537 | 2344.3044 | 2344.3044 | 3285.0648 | 3844.3044 | 3844.3044 | 3844.3044 | 3844.3044 | 3844.3044 | 3844.3044
VIC | Distributed PV | 2915.3234 | 3472.2634 | 4048.7822 | 4489.8563 | 5025.1178 | 5337.6695 | 5475.3921 | 5706.1982 | 6172.8379 | 6461.0367 | 6737.458 | 7205.065 | 7326.301 | 7519.5455 | 7708.2866 | 8361.0917 | 8657.4535 | 8902.0909 | 9052.0267 | 9187.9191 | 9572.835 | 10004.8384
Total |  | 17512.8862 | 18154.2912 | 19218.5293 | 19850.9163 | 20684.5625 | 20354.7703 | 19824.5448 | 21142.931 | 21311.8181 | 21311.2673 | 21797.3953 | 22349.5976 | 22932.3052 | 23133.0991 | 23400.1782 | 25709.1364 | 27327.3861 | 28518.126 | 28384.4217 | 28352.8672 | 29357.7964 | 29929.506
VIC | DSP | 84.63 | 109.5598 | 133.7329 | 157.8797 | 184.456 | 207.1159 | 231.769 | 256.0547 | 282.4198 | 306.6925 | 333.5733 | 360.5706 | 384.5376 | 409.5853 | 435.6057 | 462.1067 | 493.2426 | 522.1012 | 548.7393 | 583.1851 | 615.3568 | 647.6947
Total including DSP |  | 17597.5162 | 18263.851 | 19352.2622 | 20008.796 | 20869.0184 | 20561.8862 | 20056.3138 | 21398.9857 | 21594.2379 | 21617.9598 | 22130.9686 | 22710.1682 | 23316.8429 | 23542.6844 | 23835.7839 | 26171.2431 | 27820.6287 | 29040.2272 | 28933.161 | 28936.0523 | 29973.1532 | 30577.2007
Region | Technology | Existing+Committed in 2021 | 2022 | 2023 | 2024 | 2025 | 2026 | 2027 | 2028 | 2029 | 2030 | 2031 | 2032 | 2033 | 2034 | 2035 | 2036 | 2037 | 2038 | 2039 | 2040 | 2041 | 2042
SA | Black Coal | 0 | 0 | 0 | 0 | 0 | 0 | 0 | 0 | 0 | 0 | 0 | 0 | 0 | 0 | 0 | 0 | 0 | 0 | 0 | 0 | 0 | 0
SA | Brown Coal | 0 | 0 | 0 | 0 | 0 | 0 | 0 | 0 | 0 | 0 | 0 | 0 | 0 | 0 | 0 | 0 | 0 | 0 | 0 | 0 | 0 | 0
SA | CCGT | 1749 | 1749 | 1509 | 1329 | 1329 | 1329 | 1329 | 1329 | 1329 | 1329 | 1329 | 1329 | 1329 | 1329 | 1329 | 529 | 529 | 0 | 0 | 0 | 0 | 0
SA | Peaking Gas+Liquids | 1264.14 | 1264.14 | 1264.14 | 1264.14 | 1264.14 | 1264.14 | 1264.14 | 1264.14 | 1264.14 | 1264.14 | 881.64 | 881.64 | 647.3 | 647.3 | 647.3 | 567.3 | 567.3 | 567.3 | 567.3 | 567.3 | 567.3 | 567.3
SA | Hydro | 0 | 0 | 0 | 0 | 0 | 0 | 0 | 0 | 0 | 0 | 0 | 0 | 0 | 0 | 0 | 0 | 0 | 0 | 0 | 0 | 0 | 0
SA | Dispatchable Storage | 299.2523 | 299.8669 | 312.0102 | 391.0562 | 495.0867 | 523.2595 | 545.3414 | 560.8488 | 577.8245 | 596.34 | 581.5048 | 595.8261 | 610.1486 | 625.2359 | 617.0476 | 636.0898 | 868.1796 | 1022.2162 | 1041.6017 | 1062.0662 | 1078.1413 | 1942.5243
SA | Behind the Meter Storage | 84.2523 | 84.8669 | 136.8184 | 172.7034 | 220.1435 | 217.4667 | 223.6678 | 242.0553 | 262.4394 | 285.0189 | 306.1763 | 327.7055 | 350.282 | 374.602 | 401.6219 | 432.0033 | 464.4908 | 497.4472 | 532.9888 | 571.4285 | 607.1398 | 644.5589
SA | Wind | 2139.71 | 2139.71 | 2139.71 | 2139.71 | 2139.71 | 2185.7522 | 2639.1657 | 3028.1417 | 3028.1417 | 2937.3917 | 3099.3011 | 3142.5645 | 3142.5645 | 2916.3645 | 2916.3645 | 3446.3743 | 3353.5974 | 3916.3357 | 3757.3357 | 3430.6357 | 3726.2829 | 3726.2829
SA | Solar | 378 | 378 | 378 | 378 | 378 | 611.3042 | 1345.0309 | 1544.5683 | 1544.5683 | 1544.5683 | 1544.5683 | 1544.5683 | 1544.5683 | 1544.5683 | 1544.5683 | 1544.5683 | 1544.5683 | 1544.5683 | 1544.5683 | 1750.4171 | 1750.4171 | 1750.4171
SA | Distributed PV | 1700.7113 | 1840.0716 | 1922.3069 | 1968.0087 | 2056.358 | 2100.3224 | 2133.4535 | 2171.6396 | 2234.8516 | 2269.9718 | 2314.5393 | 2415.7331 | 2447.1501 | 2495.2583 | 2542.6303 | 2715.6518 | 2802.863 | 2866.8023 | 2905.2541 | 2939.0704 | 3029.6789 | 3131.6328
Total |  | 7615.0658 | 7755.6553 | 7661.9855 | 7642.6183 | 7882.4382 | 8231.2449 | 9479.7994 | 10140.3937 | 10240.9654 | 10226.4307 | 10056.7297 | 10237.0375 | 10071.0135 | 9932.329 | 9998.5326 | 9870.9875 | 10129.9992 | 10414.6697 | 10349.0486 | 10320.918 | 10758.9601 | 11762.716
SA | DSP | 32.99 | 41.0418 | 49.4265 | 57.6152 | 65.8701 | 73.9908 | 82.3941 | 89.9201 | 98.4166 | 107.3433 | 116.1041 | 125.4617 | 134.0628 | 141.1769 | 150.4573 | 158.8451 | 168.9411 | 179.1464 | 187.6838 | 196.6568 | 205.8029 | 217.0867
Total including DSP |  | 7648.0558 | 7796.6971 | 7711.412 | 7700.2334 | 7948.3082 | 8305.2357 | 9562.1935 | 10230.3138 | 10339.382 | 10333.7741 | 10172.8338 | 10362.4992 | 10205.0763 | 10073.5059 | 10148.9899 | 10029.8326 | 10298.9403 | 10593.816 | 10536.7324 | 10517.5748 | 10964.763 | 11979.8027
Region | Technology | Existing+Committed in 2021 | 2022 | 2023 | 2024 | 2025 | 2026 | 2027 | 2028 | 2029 | 2030 | 2031 | 2032 | 2033 | 2034 | 2035 | 2036 | 2037 | 2038 | 2039 | 2040 | 2041 | 2042
TAS | Black Coal | 0 | 0 | 0 | 0 | 0 | 0 | 0 | 0 | 0 | 0 | 0 | 0 | 0 | 0 | 0 | 0 | 0 | 0 | 0 | 0 | 0 | 0
TAS | Brown Coal | 0 | 0 | 0 | 0 | 0 | 0 | 0 | 0 | 0 | 0 | 0 | 0 | 0 | 0 | 0 | 0 | 0 | 0 | 0 | 0 | 0 | 0
TAS | CCGT | 0 | 0 | 0 | 0 | 0 | 0 | 0 | 0 | 0 | 0 | 0 | 0 | 0 | 0 | 0 | 0 | 0 | 0 | 0 | 0 | 0 | 0
TAS | Peaking Gas+Liquids | 178 | 178 | 178 | 178 | 178 | 178 | 178 | 178 | 178 | 178 | 178 | 178 | 178 | 178 | 178 | 178 | 178 | 178 | 178 | 178 | 58 | 58
TAS | Hydro | 2263.1 | 2263.1 | 2263.1 | 2263.1 | 2263.1 | 2263.1 | 2263.1 | 2263.1 | 2653.1 | 2653.1 | 2653.1 | 2653.1 | 2653.1 | 2653.1 | 2653.1 | 2653.1 | 2653.1 | 2653.1 | 2653.1 | 2653.1 | 2653.1 | 2653.1
TAS | Dispatchable Storage | 10.3268 | 15.5581 | 18.2562 | 29.8017 | 47.9086 | 53.0079 | 57.0628 | 59.7074 | 62.574 | 65.766 | 68.4398 | 70.7063 | 272.801 | 275.0296 | 277.669 | 280.7635 | 284.0818 | 458.4204 | 461.8343 | 465.4033 | 468.1255 | 470.8899
TAS | Behind the Meter Storage | 10.3268 | 15.5581 | 25.7476 | 29.2342 | 37.6553 | 37.3953 | 38.6361 | 41.7885 | 45.2612 | 49.1544 | 52.8484 | 56.4006 | 60.0703 | 63.9356 | 68.3453 | 73.383 | 78.8823 | 84.5742 | 90.7347 | 97.3664 | 103.4334 | 109.842
TAS | Wind | 572.95 | 572.95 | 572.95 | 690.7053 | 816.549 | 951.6684 | 1092.8131 | 1334.0801 | 1338.9208 | 1712.1464 | 2599.335 | 2599.335 | 3397.8593 | 3397.8593 | 3397.8593 | 3397.8593 | 3397.8593 | 3397.8593 | 3397.8593 | 3397.8593 | 3397.8593 | 3397.8593
TAS | Solar | 0 | 0 | 0 | 0 | 0 | 0 | 0 | 150 | 150 | 150 | 150 | 150 | 150 | 150 | 150 | 150 | 150 | 150 | 150 | 150 | 150 | 150
TAS | Distributed PV | 213.6402 | 242.892 | 270.9577 | 291.3908 | 321.592 | 333.7118 | 336.9545 | 341.5125 | 362.8205 | 371.5514 | 383.6087 | 407.2826 | 408.636 | 414.1987 | 419.7605 | 451.9004 | 462.3678 | 468.589 | 469.8201 | 470.0739 | 480.7309 | 495.9269
Total |  | 3248.3437 | 3288.0582 | 3329.0115 | 3482.2319 | 3664.8049 | 3816.8834 | 3966.5665 | 4368.1884 | 4790.6765 | 5179.7181 | 6085.3319 | 6114.8245 | 7120.4665 | 7132.1232 | 7144.7341 | 7185.0062 | 7204.2911 | 7390.5428 | 7401.3484 | 7411.8028 | 7311.2492 | 7335.6181
TAS | DSP | 29.51 | 30.43 | 31.5894 | 32.6634 | 33.6624 | 34.6312 | 35.7168 | 35.9198 | 37.5908 | 39.205 | 40.2292 | 41.2669 | 42.2242 | 43.2571 | 44.2956 | 44.991 | 46.056 | 47.199 | 48.2817 | 49.4208 | 50.4063 | 51.6427
Total including DSP |  | 3277.8537 | 3318.4882 | 3360.6009 | 3514.8953 | 3698.4673 | 3851.5146 | 4002.2832 | 4404.1082 | 4828.2674 | 5218.9231 | 6125.561 | 6156.0915 | 7162.6907 | 7175.3803 | 7189.0297 | 7229.9972 | 7250.3471 | 7437.7418 | 7449.63 | 7461.2236 | 7361.6555 | 7387.2607

## Retirements_1
Remaining capacity of Coal (MW) - Step Change (Counterfactual)
Capacity calculated on 1 July. Years are financial year ending.
Region | Technology | 2022 | 2023 | 2024 | 2025 | 2026 | 2027 | 2028 | 2029 | 2030 | 2031 | 2032 | 2033 | 2034 | 2035 | 2036 | 2037 | 2038 | 2039 | 2040 | 2041 | 2042
NSW | Black Coal | 10210 | 9735 | 8260 | 6205 | 6205 | 3565 | 3565 | 2845 | 2845 | 2845 | 2125 | 685 | 685 | 685 | 0 | 0 | 0 | 0 | 0 | 0 | 0
QLD | Black Coal | 8126 | 8126 | 6726 | 6446 | 5046 | 4346 | 4346 | 4346 | 4346 | 4346 | 4346 | 4346 | 4346 | 4346 | 4346 | 4346 | 3896 | 3896 | 3896 | 3896 | 3896
VIC | Brown Coal | 4820 | 4820 | 4820 | 4820 | 3370 | 0 | 0 | 0 | 0 | 0 | 0 | 0 | 0 | 0 | 0 | 0 | 0 | 0 | 0 | 0 | 0
SA | 0 | 0 | 0 | 0 | 0 | 0 | 0 | 0 | 0 | 0 | 0 | 0 | 0 | 0 | 0 | 0 | 0 | 0 | 0 | 0 | 0 | 0
TAS | 0 | 0 | 0 | 0 | 0 | 0 | 0 | 0 | 0 | 0 | 0 | 0 | 0 | 0 | 0 | 0 | 0 | 0 | 0 | 0 | 0 | 0
NEM | Total | 23156 | 22681 | 19806 | 17471 | 14621 | 7911 | 7911 | 7191 | 7191 | 7191 | 6471 | 5031 | 5031 | 5031 | 4346 | 4346 | 3896 | 3896 | 3896 | 3896 | 3896
Cumulative Coal Retirement
Region | Technology | 2022 | 2023 | 2024 | 2025 | 2026 | 2027 | 2028 | 2029 | 2030 | 2031 | 2032 | 2033 | 2034 | 2035 | 2036 | 2037 | 2038 | 2039 | 2040 | 2041 | 2042
NSW | Black Coal | 0 | 475 | 1950 | 4005 | 4005 | 6645 | 6645 | 7365 | 7365 | 7365 | 8085 | 9525 | 9525 | 9525 | 10210 | 10210 | 10210 | 10210 | 10210 | 10210 | 10210
QLD | Black Coal | 0 | 0 | 1400 | 1680 | 3080 | 3780 | 3780 | 3780 | 3780 | 3780 | 3780 | 3780 | 3780 | 3780 | 3780 | 3780 | 4230 | 4230 | 4230 | 4230 | 4230
VIC | Brown Coal | 0 | 0 | 0 | 0 | 1450 | 4820 | 4820 | 4820 | 4820 | 4820 | 4820 | 4820 | 4820 | 4820 | 4820 | 4820 | 4820 | 4820 | 4820 | 4820 | 4820
SA | 0 | 0 | 0 | 0 | 0 | 0 | 0 | 0 | 0 | 0 | 0 | 0 | 0 | 0 | 0 | 0 | 0 | 0 | 0 | 0 | 0 | 0
TAS | 0 | 0 | 0 | 0 | 0 | 0 | 0 | 0 | 0 | 0 | 0 | 0 | 0 | 0 | 0 | 0 | 0 | 0 | 0 | 0 | 0 | 0
NEM | Total | 0 | 475 | 3350 | 5685 | 8535 | 15245 | 15245 | 15965 | 15965 | 15965 | 16685 | 18125 | 18125 | 18125 | 18810 | 18810 | 19260 | 19260 | 19260 | 19260 | 19260

## Retirements_2
Remaining capacity of Coal (MW) - Step Change (DP7)
Capacity calculated on 1 July. Years are financial year ending.
Region | Technology | 2022 | 2023 | 2024 | 2025 | 2026 | 2027 | 2028 | 2029 | 2030 | 2031 | 2032 | 2033 | 2034 | 2035 | 2036 | 2037 | 2038 | 2039 | 2040 | 2041 | 2042
NSW | Black Coal | 10210 | 9735 | 7540 | 7540 | 6220 | 6220 | 6220 | 6220 | 6220 | 5500 | 3460 | 2740 | 2740 | 2740 | 0 | 0 | 0 | 0 | 0 | 0 | 0
QLD | Black Coal | 8126 | 8126 | 7846 | 7286 | 5886 | 5436 | 5436 | 4736 | 4736 | 4316 | 4316 | 2856 | 2856 | 2856 | 2016 | 2016 | 2016 | 2016 | 2016 | 2016 | 1272
VIC | Brown Coal | 4820 | 4820 | 4820 | 4820 | 4120 | 3030 | 1910 | 1535 | 1160 | 1160 | 1160 | 1160 | 1160 | 1160 | 1160 | 0 | 0 | 0 | 0 | 0 | 0
SA | 0 | 0 | 0 | 0 | 0 | 0 | 0 | 0 | 0 | 0 | 0 | 0 | 0 | 0 | 0 | 0 | 0 | 0 | 0 | 0 | 0 | 0
TAS | 0 | 0 | 0 | 0 | 0 | 0 | 0 | 0 | 0 | 0 | 0 | 0 | 0 | 0 | 0 | 0 | 0 | 0 | 0 | 0 | 0 | 0
NEM | Total | 23156 | 22681 | 20206 | 19646 | 16226 | 14686 | 13566 | 12491 | 12116 | 10976 | 8936 | 6756 | 6756 | 6756 | 3176 | 2016 | 2016 | 2016 | 2016 | 2016 | 1272
Cumulative Coal Retirement
Region | Technology | 2022 | 2023 | 2024 | 2025 | 2026 | 2027 | 2028 | 2029 | 2030 | 2031 | 2032 | 2033 | 2034 | 2035 | 2036 | 2037 | 2038 | 2039 | 2040 | 2041 | 2042
NSW | Black Coal | 0 | 475 | 2670 | 2670 | 3990 | 3990 | 3990 | 3990 | 3990 | 4710 | 6750 | 7470 | 7470 | 7470 | 10210 | 10210 | 10210 | 10210 | 10210 | 10210 | 10210
QLD | Black Coal | 0 | 0 | 280 | 840 | 2240 | 2690 | 2690 | 3390 | 3390 | 3810 | 3810 | 5270 | 5270 | 5270 | 6110 | 6110 | 6110 | 6110 | 6110 | 6110 | 6854
VIC | Brown Coal | 0 | 0 | 0 | 0 | 700 | 1790 | 2910 | 3285 | 3660 | 3660 | 3660 | 3660 | 3660 | 3660 | 3660 | 4820 | 4820 | 4820 | 4820 | 4820 | 4820
SA | 0 | 0 | 0 | 0 | 0 | 0 | 0 | 0 | 0 | 0 | 0 | 0 | 0 | 0 | 0 | 0 | 0 | 0 | 0 | 0 | 0 | 0
TAS | 0 | 0 | 0 | 0 | 0 | 0 | 0 | 0 | 0 | 0 | 0 | 0 | 0 | 0 | 0 | 0 | 0 | 0 | 0 | 0 | 0 | 0
NEM | Total | 0 | 475 | 2950 | 3510 | 6930 | 8470 | 9590 | 10665 | 11040 | 12180 | 14220 | 16400 | 16400 | 16400 | 19980 | 21140 | 21140 | 21140 | 21140 | 21140 | 21884

## Generation_1
Annual as-generated generation by technology (GWh) - Step Change (Counterfactual)
Years are financial year ending.
Region | Technology | 2022 | 2023 | 2024 | 2025 | 2026 | 2027 | 2028 | 2029 | 2030 | 2031 | 2032 | 2033 | 2034 | 2035 | 2036 | 2037 | 2038 | 2039 | 2040 | 2041 | 2042
NEM | Black Coal | 82078.1656 | 79816.6393 | 73629.252 | 59415.4899 | 56828.0059 | 46215.0419 | 50024.8836 | 22431.686 | 21994.7307 | 21640.5757 | 20088.8551 | 16896.2984 | 16449.2972 | 16281.7705 | 14342.135 | 14173.9629 | 13186.1803 | 13046.2637 | 12927.0099 | 12972.1623 | 12961.1703
NEM | Brown Coal | 24691.9289 | 25118.0973 | 25763.042 | 24344.8202 | 17430.0694 | 0 | 0 | 0 | 0 | 0 | 0 | 0 | 0 | 0 | 0 | 0 | 0 | 0 | 0 | 0 | 0
NEM | CCGT | 3105.768 | 3103.9309 | 2960.9776 | 2906.7383 | 3155.9823 | 6951.805 | 9740.2235 | 13482.539 | 13681.1213 | 14105.2413 | 13670.6359 | 14127.5684 | 14348.8702 | 14445.0523 | 13162.3044 | 13188.61 | 13355.199 | 12673.3535 | 11331.1398 | 11325.0562 | 11343.7711
NEM | Peaking Gas+Liquids | 89.1816 | 65.5379 | 92.2308 | 152.4292 | 228.8063 | 1022.5787 | 2458.7795 | 14003.7626 | 16137.4725 | 18538.1085 | 20034.9045 | 24089.6207 | 26293.0998 | 26525.3554 | 24802.2931 | 23997.2648 | 33363.7279 | 30514.7791 | 34584.1886 | 37368.298 | 36722.5831
NEM | Hydro | 15926.3369 | 13633.3336 | 13210.266 | 15963.2665 | 13834.3514 | 13889.2506 | 9861.1377 | 14146.4202 | 13366.1685 | 11257.84 | 11274.8986 | 10797.0298 | 11371.0483 | 12285.2966 | 10061.3039 | 11443.6629 | 8587.3184 | 13621.1521 | 12943.1636 | 11133.8664 | 10966.8975
NEM | Dispatchable Storage | 510.2514 | 768.2693 | 883.6983 | 1830.0672 | 3874.1772 | 10340.7276 | 11529.5165 | 11901.7391 | 11701.9673 | 12158.8103 | 11195.5112 | 11095.5824 | 10359.8633 | 10272.1807 | 10915.6405 | 11142.2691 | 10814.2512 | 10315.2288 | 9542.6698 | 9547.033 | 8977.0366
NEM | Behind the Meter Storage | 367.965 | 637.2072 | 810.5549 | 1092.5123 | 1246.5347 | 1315.7584 | 1442.2905 | 1576.892 | 1723.4671 | 1882.8575 | 2043.7469 | 2194.0581 | 2342.1717 | 2506.9773 | 2680.3314 | 2925.0385 | 3165.2927 | 3408.0197 | 3651.2435 | 3935.9847 | 4226.0741
NEM | Wind | 47133.8212 | 47466.2083 | 50347.3425 | 61330.5407 | 67154.4406 | 82269.4584 | 79746.1493 | 90515.9908 | 88977.6754 | 89215.3986 | 90305.925 | 90169.2938 | 90460.9678 | 91814.5878 | 99428.8398 | 100305.5244 | 95995.9572 | 99969.8168 | 98352.8018 | 97685.5846 | 98508.3902
NEM | Solar | 16263.718 | 18232.0874 | 19634.0677 | 20094.6354 | 23672.5021 | 32708.9036 | 32990.7356 | 28974.1277 | 30195.7411 | 31166.8678 | 31657.5481 | 32794.673 | 31824.7104 | 31478.6481 | 32739.1584 | 32651.9265 | 32891.8094 | 29119.3655 | 30335.5063 | 31130.7886 | 31674.4604
NEM | Distributed PV | 19217.9308 | 22211.2432 | 24559.7417 | 26894.848 | 29063.8612 | 30379.7965 | 31542.5551 | 32988.4635 | 34391.3033 | 35515.8746 | 37114.3041 | 38552.8367 | 39602.7698 | 40785.9313 | 42870.2805 | 45039.5106 | 46399.6476 | 47544.1817 | 48548.6791 | 49939.7492 | 51948.9584
Total excluding storage |  | 208506.851 | 209647.0777 | 210196.9203 | 211102.7682 | 211368.0192 | 213436.8346 | 216364.4644 | 216542.9898 | 218744.2129 | 221439.9064 | 224147.0715 | 227427.321 | 230350.7635 | 233616.642 | 237406.3151 | 240800.4621 | 243779.8398 | 246488.9125 | 249022.4891 | 251555.5054 | 254126.231
NEM | DSP | 0 | 0 | 0 | 1.2938 | 0 | 1.4814 | 1.7064 | 1.8404 | 2.0621 | 0 | 2.8874 | 3.6001 | 2.2229 | 2.6093 | 0 | 3.3341 | 0 | 3.6857 | 6.1611 | 1.672 | 3.309
Total including DSP |  | 208506.851 | 209647.0777 | 210196.9203 | 211104.062 | 211368.0192 | 213438.316 | 216366.1708 | 216544.8302 | 218746.2749 | 221439.9064 | 224149.9589 | 227430.9211 | 230352.9863 | 233619.2513 | 237406.3151 | 240803.7961 | 243779.8398 | 246492.5982 | 249028.6502 | 251557.1774 | 254129.54
Region | Technology | 2022 | 2023 | 2024 | 2025 | 2026 | 2027 | 2028 | 2029 | 2030 | 2031 | 2032 | 2033 | 2034 | 2035 | 2036 | 2037 | 2038 | 2039 | 2040 | 2041 | 2042
NSW | Black Coal | 45350.0322 | 44481.4444 | 41959.8641 | 28367.1289 | 29950.5729 | 20119.3249 | 22388.0925 | 6104.9373 | 6154.9016 | 6093.6335 | 4656.6947 | 1932.4633 | 1899.6887 | 1884.5077 | 0 | 0 | 0 | 0 | 0 | 0 | 0
NSW | Brown Coal | 0 | 0 | 0 | 0 | 0 | 0 | 0 | 0 | 0 | 0 | 0 | 0 | 0 | 0 | 0 | 0 | 0 | 0 | 0 | 0 | 0
NSW | CCGT | 34.6896 | 34.6896 | 104.3539 | 69.3792 | 108.3887 | 1361.0093 | 1675.941 | 3306.6944 | 3361.8166 | 3362.0219 | 3408.5639 | 3400.3807 | 3409.8635 | 3399.7496 | 3356.8845 | 3342.5423 | 3395.255 | 3388.1929 | 3399.8693 | 3398.2069 | 3419.4352
NSW | Peaking Gas+Liquids | 10.1384 | 1.2356 | 14.2881 | 47.6755 | 51.0504 | 287.8025 | 721.1196 | 8371.2421 | 10028.5752 | 10851.2818 | 12607.2629 | 15180.3932 | 16124.242 | 15572.2428 | 14488.8319 | 14224.6012 | 18188.7042 | 14968.1587 | 17690.2637 | 18340.048 | 18573.7739
NSW | Hydro | 2474.79 | 2198.5077 | 2143.473 | 3326.9374 | 2176.5353 | 2553.6861 | 1321.3034 | 4043.5982 | 3549.1061 | 2246.5724 | 2515.3101 | 2132.973 | 2053.3501 | 2994.4876 | 2129.29 | 2519.7415 | 1050.8564 | 3817.6153 | 3376.5539 | 2056.3381 | 2353.6387
NSW | Dispatchable Storage | 136.3912 | 224.4495 | 198.0356 | 752.3107 | 1610.7427 | 4096.3119 | 4838.601 | 3261.5253 | 2800.0385 | 2916.1744 | 2484.9602 | 2174.2837 | 1840.1532 | 1957.8609 | 2614.644 | 2672.1108 | 2110.8888 | 2344.6811 | 1706.9843 | 1794.7134 | 1684.1535
NSW | Behind the Meter Storage | 145.2536 | 259.9163 | 334.3237 | 451.02 | 519.8092 | 547.7888 | 594.7042 | 648.7521 | 708.0671 | 769.4182 | 832.7018 | 888.4637 | 946.442 | 1005.7259 | 1075.8216 | 1168.1863 | 1249.8352 | 1339.7069 | 1430.0345 | 1529.5669 | 1635.6279
NSW | Wind | 5552.8009 | 6040.5833 | 6263.23 | 17243.6367 | 17866.4944 | 25981.2445 | 24407.7069 | 26458.2237 | 24289.9437 | 25115.7791 | 24105.3257 | 24534.4709 | 25172.7156 | 25789.1871 | 30205.6169 | 30381.7235 | 28654.3645 | 30911.3107 | 28346.8421 | 29112.9227 | 27792.2278
NSW | Solar | 7395.6368 | 7544.1311 | 7335.9421 | 7791.7355 | 8226.5328 | 8244.3483 | 8242.9895 | 7255.7081 | 7529.7038 | 7806.6067 | 8055.1809 | 8230.2757 | 7923.8537 | 7752.4986 | 8248.6364 | 8236.5693 | 8195.4322 | 7302.2961 | 7555.8644 | 7795.6622 | 8035.6076
NSW | Distributed PV | 5151.0209 | 6118.8204 | 7087.4977 | 8076.58 | 8976.3811 | 9519.4496 | 9940.8765 | 10407.9612 | 10847.4659 | 11166.218 | 11708.0424 | 12232.7803 | 12584.8322 | 12966.5414 | 13640.7722 | 14361.3556 | 14807.4594 | 15178.1919 | 15488.814 | 15933.2505 | 16595.2427
Total excluding storage |  | 65969.1088 | 66419.4121 | 64908.6489 | 64923.0731 | 67355.9557 | 68066.8652 | 68698.0294 | 65948.365 | 65761.513 | 66642.1134 | 67056.3807 | 67643.7371 | 69168.5458 | 70359.2148 | 72070.0319 | 73066.5335 | 74292.0717 | 75565.7656 | 75858.2075 | 76636.4283 | 76769.9258
NSW | DSP | 0 | 0 | 0 | 1.2938 | 0 | 1.4814 | 0 | 1.8404 | 2.0621 | 0 | 2.8874 | 3.6001 | 2.2229 | 2.6093 | 0 | 3.3341 | 0 | 3.6857 | 6.1611 | 1.672 | 3.309
Total including DSP |  | 65969.1088 | 66419.4121 | 64908.6489 | 64924.3669 | 67355.9557 | 68068.3466 | 68698.0294 | 65950.2054 | 65763.5751 | 66642.1134 | 67059.2681 | 67647.3372 | 69170.7687 | 70361.8241 | 72070.0319 | 73069.8676 | 74292.0717 | 75569.4513 | 75864.3686 | 76638.1003 | 76773.2348
Region | Technology | 2022 | 2023 | 2024 | 2025 | 2026 | 2027 | 2028 | 2029 | 2030 | 2031 | 2032 | 2033 | 2034 | 2035 | 2036 | 2037 | 2038 | 2039 | 2040 | 2041 | 2042
QLD | Black Coal | 36728.1335 | 35335.1948 | 31669.3879 | 31048.361 | 26877.433 | 26095.717 | 27636.7912 | 16326.7487 | 15839.8291 | 15546.9422 | 15432.1604 | 14963.8351 | 14549.6085 | 14397.2627 | 14342.135 | 14173.9629 | 13186.1803 | 13046.2637 | 12927.0099 | 12972.1623 | 12961.1703
QLD | Brown Coal | 0 | 0 | 0 | 0 | 0 | 0 | 0 | 0 | 0 | 0 | 0 | 0 | 0 | 0 | 0 | 0 | 0 | 0 | 0 | 0 | 0
QLD | CCGT | 1176.4338 | 1176.4338 | 1346.3869 | 1286.7808 | 1561.9207 | 2871.19 | 3732.3647 | 8101.2785 | 8507.9269 | 8408.4932 | 8644.3083 | 8548.9358 | 8819.7501 | 8685.5016 | 8537.8782 | 8565.2111 | 8828.6659 | 8858.5139 | 7931.2705 | 7926.8493 | 7924.3359
QLD | Peaking Gas+Liquids | 0 | 0 | 2.637 | 15.3212 | 62.5126 | 162.7088 | 243.3744 | 4956.6014 | 5542.6186 | 6251.6019 | 7012.1811 | 8117.8975 | 9253.2508 | 10015.5796 | 9404.2407 | 9141.5331 | 12130.2309 | 13256.8373 | 14611.6455 | 14924.4265 | 15825.0101
QLD | Hydro | 700.866 | 700.0653 | 699.2646 | 698.4639 | 697.6632 | 696.8625 | 696.0618 | 695.2611 | 694.4604 | 693.6597 | 692.859 | 692.0583 | 691.2576 | 690.4569 | 689.6562 | 688.8555 | 259.2338 | 258.9321 | 258.6304 | 258.3288 | 258.0271
QLD | Dispatchable Storage | 201.2259 | 334.9193 | 387.5601 | 557.4276 | 914.3993 | 1330.6528 | 1640.1471 | 1903.5475 | 1992.7196 | 2093.4725 | 1977.4854 | 1849.3453 | 1471.9144 | 1490.0929 | 1533.9646 | 1562.2128 | 1378.6287 | 1096.71 | 959.4412 | 957.0527 | 866.2129
QLD | Behind the Meter Storage | 81.8411 | 147.2348 | 190.9293 | 260.7032 | 301.4224 | 319.8743 | 349.8917 | 384.3158 | 417.5251 | 461.8633 | 504.7895 | 543.7569 | 585.2637 | 630.093 | 678.0224 | 743.475 | 803.0757 | 870.059 | 928.5396 | 1016.6092 | 1102.2534
QLD | Wind | 15565.0052 | 16397.2599 | 19042.8632 | 18822.8289 | 20424.0464 | 21799.0506 | 20625.7036 | 20967.9328 | 20842.3735 | 21013.1428 | 20673.7679 | 20992.5893 | 20119.3589 | 20236.5199 | 21184.6687 | 22173.7908 | 21088.2317 | 21114.715 | 20973.8556 | 21176.5623 | 20501.3243
QLD | Solar | 5148.1004 | 6213.3796 | 7555.6258 | 7572.0596 | 7700.2822 | 7736.8785 | 7705.1214 | 6354.0678 | 7063.3339 | 7232.9081 | 7523.153 | 7704.7814 | 7572.0004 | 7576.5574 | 7716.8839 | 7701.5679 | 7669.8525 | 6371.4972 | 7080.4915 | 7205.0327 | 7489.6023
QLD | Distributed PV | 7026.2166 | 8108.2253 | 8681.4962 | 9254.7624 | 9868.6015 | 10281.9622 | 10703.202 | 11132.2587 | 11542.7461 | 11891.5563 | 12299.1782 | 12718.5512 | 13152.2162 | 13609.3033 | 14262.0255 | 14882.9203 | 15339.0864 | 15758.9925 | 16166.2012 | 16663.2754 | 17346.6513
Total excluding storage |  | 66344.7554 | 67930.5587 | 68997.6616 | 68698.5777 | 67192.4596 | 69644.3695 | 71342.6189 | 68534.149 | 70033.2885 | 71038.3042 | 72277.6079 | 73738.6488 | 74157.4425 | 75211.1815 | 76137.4882 | 77327.8415 | 78501.4816 | 78665.7519 | 79949.1045 | 81126.6374 | 82306.1212
QLD | DSP | 0 | 0 | 0 | 0 | 0 | 0 | 1.7064 | 0 | 0 | 0 | 0 | 0 | 0 | 0 | 0 | 0 | 0 | 0 | 0 | 0 | 0
Total including DSP |  | 66344.7554 | 67930.5587 | 68997.6616 | 68698.5777 | 67192.4596 | 69644.3695 | 71344.3253 | 68534.149 | 70033.2885 | 71038.3042 | 72277.6079 | 73738.6488 | 74157.4425 | 75211.1815 | 76137.4882 | 77327.8415 | 78501.4816 | 78665.7519 | 79949.1045 | 81126.6374 | 82306.1212
Region | Technology | 2022 | 2023 | 2024 | 2025 | 2026 | 2027 | 2028 | 2029 | 2030 | 2031 | 2032 | 2033 | 2034 | 2035 | 2036 | 2037 | 2038 | 2039 | 2040 | 2041 | 2042
VIC | Black Coal | 0 | 0 | 0 | 0 | 0 | 0 | 0 | 0 | 0 | 0 | 0 | 0 | 0 | 0 | 0 | 0 | 0 | 0 | 0 | 0 | 0
VIC | Brown Coal | 24691.9289 | 25118.0973 | 25763.042 | 24344.8202 | 17430.0694 | 0 | 0 | 0 | 0 | 0 | 0 | 0 | 0 | 0 | 0 | 0 | 0 | 0 | 0 | 0 | 0
VIC | CCGT | 23.4589 | 15.7252 | 6.7521 | 11.3373 | 49.9487 | 178.468 | 1277.306 | 199.889 | 161.7391 | 237.2293 | 127.1957 | 157.2245 | 125.4774 | 276.4525 | 146.9428 | 160.1176 | 1131.2781 | 426.6467 | 0 | 0 | 0
VIC | Peaking Gas+Liquids | 30.4396 | 15.6998 | 7.3672 | 5.7809 | 36.5952 | 151.1946 | 863.4506 | 396.5959 | 367.9487 | 1058.112 | 265.1218 | 446.5116 | 594.0935 | 550.2043 | 612.9434 | 334.5073 | 2134.5164 | 1569.3474 | 1578.0535 | 3250.995 | 1673.2738
VIC | Hydro | 3183.336 | 2953.7486 | 2802.3896 | 3533.9932 | 2741.9874 | 3165.1521 | 1919.0046 | 3879.5296 | 3652.3999 | 2880.5461 | 3147.7514 | 2919.9652 | 2768.8273 | 3416.2643 | 2634.5419 | 3128.7844 | 1895.9851 | 3834.851 | 3613.4641 | 2847.2957 | 3110.6005
VIC | Dispatchable Storage | 66.0166 | 87.055 | 129.2314 | 281.4799 | 1072.8945 | 4322.004 | 4426.7919 | 5550.0058 | 5661.5438 | 5903.5741 | 5559.5173 | 5726.5839 | 5692.4369 | 5483.8635 | 5449.4759 | 5522.3385 | 5776.9261 | 5477.2137 | 5395.3682 | 5343.1095 | 5033.929
VIC | Behind the Meter Storage | 67.7869 | 123.0628 | 156.6383 | 214.3069 | 242.6799 | 257.5171 | 286.743 | 315.1912 | 346.9324 | 381.1428 | 415.8022 | 451.2382 | 481.5328 | 519.4667 | 555.5065 | 610.8708 | 672.4945 | 729.0715 | 787.6799 | 852.0774 | 915.9755
VIC | Wind | 14527.3004 | 12911.9506 | 12963.0397 | 13171.4005 | 15921.3543 | 21445.4457 | 21157.2449 | 29232.0977 | 29368.5982 | 28760.523 | 30492.8255 | 30595.4038 | 31028.3539 | 31699.959 | 32750.4411 | 32423.4008 | 31844.1367 | 33269.6334 | 34074.7619 | 33763.1098 | 36100.9356
VIC | Solar | 2277.0261 | 2452.2246 | 2671.3868 | 2638.3626 | 5677.4285 | 14670.2513 | 14934.3458 | 13377.1184 | 13535.6333 | 14111.8192 | 14021.9618 | 14724.363 | 14269.2785 | 14076.2079 | 14698.2128 | 14584.5782 | 14876.6209 | 13443.9701 | 13644.0678 | 14094.9348 | 14078.8344
VIC | Distributed PV | 4213.0856 | 4958.1133 | 5623.6374 | 6258.4574 | 6788.3012 | 7072.173 | 7319.7891 | 7771.4047 | 8231.493 | 8604.2288 | 9108.1739 | 9482.7533 | 9678.6116 | 9934.8552 | 10497.3441 | 11106.4974 | 11442.0923 | 11705.6869 | 11919.1854 | 12263.4492 | 12771.9478
Total excluding storage |  | 48946.5756 | 48425.5594 | 49837.6149 | 49964.152 | 48645.6847 | 46682.6845 | 47471.141 | 54856.6352 | 55317.8123 | 55652.4583 | 57163.0302 | 58326.2213 | 58464.6422 | 59953.9432 | 61340.4259 | 61737.8856 | 63324.6294 | 64250.1353 | 64829.5327 | 66219.7845 | 67735.592
VIC | DSP | 0 | 0 | 0 | 0 | 0 | 0 | 0 | 0 | 0 | 0 | 0 | 0 | 0 | 0 | 0 | 0 | 0 | 0 | 0 | 0 | 0
Total including DSP |  | 48946.5756 | 48425.5594 | 49837.6149 | 49964.152 | 48645.6847 | 46682.6845 | 47471.141 | 54856.6352 | 55317.8123 | 55652.4583 | 57163.0302 | 58326.2213 | 58464.6422 | 59953.9432 | 61340.4259 | 61737.8856 | 63324.6294 | 64250.1353 | 64829.5327 | 66219.7845 | 67735.592
Region | Technology | 2022 | 2023 | 2024 | 2025 | 2026 | 2027 | 2028 | 2029 | 2030 | 2031 | 2032 | 2033 | 2034 | 2035 | 2036 | 2037 | 2038 | 2039 | 2040 | 2041 | 2042
SA | Black Coal | 0 | 0 | 0 | 0 | 0 | 0 | 0 | 0 | 0 | 0 | 0 | 0 | 0 | 0 | 0 | 0 | 0 | 0 | 0 | 0 | 0
SA | Brown Coal | 0 | 0 | 0 | 0 | 0 | 0 | 0 | 0 | 0 | 0 | 0 | 0 | 0 | 0 | 0 | 0 | 0 | 0 | 0 | 0 | 0
SA | CCGT | 1871.1856 | 1877.0823 | 1503.4847 | 1539.241 | 1435.7242 | 2541.1378 | 3054.6119 | 1874.6771 | 1649.6387 | 2097.4969 | 1490.568 | 2021.0274 | 1993.7791 | 2083.3485 | 1120.5989 | 1120.739 | 0 | 0 | 0 | 0 | 0
SA | Peaking Gas+Liquids | 48.6035 | 48.6024 | 67.9385 | 83.6516 | 78.6482 | 420.8728 | 630.835 | 279.3233 | 198.33 | 377.1128 | 150.3386 | 344.8184 | 321.5136 | 387.3287 | 296.2771 | 296.6233 | 910.2764 | 720.4358 | 704.2259 | 852.8285 | 650.5254
SA | Hydro | 0 | 0 | 0 | 0 | 0 | 0 | 0 | 0 | 0 | 0 | 0 | 0 | 0 | 0 | 0 | 0 | 0 | 0 | 0 | 0 | 0
SA | Dispatchable Storage | 103.3224 | 117.0794 | 162.1173 | 226.7653 | 261.4295 | 577.8206 | 605.0985 | 1172.1435 | 1230.6263 | 1227.5242 | 1154.2265 | 1323.9901 | 1337.8269 | 1320.014 | 1296.9411 | 1364.1411 | 1525.7914 | 1376.1452 | 1461.8196 | 1437.2573 | 1377.4255
SA | Behind the Meter Storage | 63.4058 | 90.4461 | 109.9468 | 142.7194 | 156.133 | 162.5527 | 179.8249 | 194.8042 | 213.5609 | 230.0311 | 247.3109 | 264.5534 | 280.7483 | 300.1649 | 316.5848 | 343.3783 | 375.4178 | 400.455 | 430.8363 | 458.5665 | 488.4242
SA | Wind | 8402.6089 | 8095.323 | 8251.4367 | 7985.0796 | 8749.5127 | 8377.2993 | 7745.707 | 8052.4999 | 8231.9836 | 7973.308 | 8181.2027 | 7520.4887 | 7945.8889 | 7416.5582 | 8545.06 | 8498.6436 | 7841.7896 | 8163.6309 | 8561.2165 | 8308.123 | 8557.7259
SA | Solar | 1442.9546 | 2022.3521 | 2071.1129 | 2092.4778 | 2068.2586 | 2057.4255 | 2108.2789 | 1987.2333 | 2067.0702 | 2015.5338 | 2057.2524 | 2135.253 | 2059.5778 | 2073.3842 | 2075.4253 | 2129.2111 | 2149.9039 | 2001.6022 | 2055.0826 | 2035.1589 | 2070.4161
SA | Distributed PV | 2541.0783 | 2704.5256 | 2815.6119 | 2922.8702 | 3023.8671 | 3090.9493 | 3158.9346 | 3242.0319 | 3318.353 | 3390.0545 | 3512.7839 | 3617.3755 | 3682.8458 | 3764.2178 | 3936.0529 | 4128.3945 | 4241.7735 | 4327.4565 | 4398.7852 | 4497.5173 | 4638.5066
Total excluding storage |  | 14306.431 | 14747.8854 | 14709.5847 | 14623.3203 | 15356.0108 | 16487.6847 | 16698.3673 | 15435.7654 | 15465.3754 | 15853.506 | 15392.1456 | 15638.963 | 16003.6051 | 15724.8375 | 15973.4143 | 16173.6114 | 15143.7434 | 15213.1254 | 15719.3103 | 15693.6277 | 15917.174
SA | DSP | 0 | 0 | 0 | 0 | 0 | 0 | 0 | 0 | 0 | 0 | 0 | 0 | 0 | 0 | 0 | 0 | 0 | 0 | 0 | 0 | 0
Total including DSP |  | 14306.431 | 14747.8854 | 14709.5847 | 14623.3203 | 15356.0108 | 16487.6847 | 16698.3673 | 15435.7654 | 15465.3754 | 15853.506 | 15392.1456 | 15638.963 | 16003.6051 | 15724.8375 | 15973.4143 | 16173.6114 | 15143.7434 | 15213.1254 | 15719.3103 | 15693.6277 | 15917.174
Region | Technology | 2022 | 2023 | 2024 | 2025 | 2026 | 2027 | 2028 | 2029 | 2030 | 2031 | 2032 | 2033 | 2034 | 2035 | 2036 | 2037 | 2038 | 2039 | 2040 | 2041 | 2042
TAS | Black Coal | 0 | 0 | 0 | 0 | 0 | 0 | 0 | 0 | 0 | 0 | 0 | 0 | 0 | 0 | 0 | 0 | 0 | 0 | 0 | 0 | 0
TAS | Brown Coal | 0 | 0 | 0 | 0 | 0 | 0 | 0 | 0 | 0 | 0 | 0 | 0 | 0 | 0 | 0 | 0 | 0 | 0 | 0 | 0 | 0
TAS | CCGT | 0 | 0 | 0 | 0 | 0 | 0 | 0 | 0 | 0 | 0 | 0 | 0 | 0 | 0 | 0 | 0 | 0 | 0 | 0 | 0 | 0
TAS | Peaking Gas+Liquids | 0 | 0 | 0 | 0 | 0 | 0 | 0 | 0 | 0 | 0 | 0 | 0 | 0 | 0 | 0 | 0 | 0 | 0 | 0 | 0 | 0
TAS | Hydro | 9567.345 | 7781.012 | 7565.1389 | 8403.8721 | 8218.1655 | 7473.5499 | 5924.7679 | 5528.0314 | 5470.2021 | 5437.0619 | 4918.9781 | 5052.0333 | 5857.6133 | 5184.0878 | 4607.8158 | 5106.2815 | 5381.2431 | 5709.7537 | 5694.5151 | 5971.9039 | 5244.6313
TAS | Dispatchable Storage | 3.2953 | 4.7661 | 6.7538 | 12.0838 | 14.7112 | 13.9383 | 18.8779 | 14.517 | 17.0391 | 18.0651 | 19.3219 | 21.3794 | 17.5319 | 20.3494 | 20.6149 | 21.4659 | 22.0162 | 20.4789 | 19.0564 | 14.9002 | 15.3158
TAS | Behind the Meter Storage | 9.6776 | 16.5472 | 18.7168 | 23.7627 | 26.4901 | 28.0254 | 31.1267 | 33.8288 | 37.3816 | 40.4021 | 43.1426 | 46.0459 | 48.1849 | 51.5268 | 54.3961 | 59.1282 | 64.4695 | 68.7273 | 74.1532 | 79.1647 | 83.7932
TAS | Wind | 3086.1057 | 4021.0914 | 3826.7728 | 4107.595 | 4193.0327 | 4666.4183 | 5809.7869 | 5805.2368 | 6244.7763 | 6352.6456 | 6852.8033 | 6526.3411 | 6194.6505 | 6672.3637 | 6743.0532 | 6827.9657 | 6567.4347 | 6510.5267 | 6396.1257 | 5324.8668 | 5556.1766
TAS | Solar | 0 | 0 | 0 | 0 | 0 | 0 | 0 | 0 | 0 | 0 | 0 | 0 | 0 | 0 | 0 | 0 | 0 | 0 | 0 | 0 | 0
TAS | Distributed PV | 286.5295 | 321.5586 | 351.4984 | 382.178 | 406.7102 | 415.2625 | 419.753 | 434.8071 | 451.2452 | 463.8169 | 486.1257 | 501.3765 | 504.264 | 511.0135 | 534.0858 | 560.3428 | 569.2359 | 573.8539 | 575.6933 | 582.2569 | 596.61
Total excluding storage |  | 12939.9803 | 12123.6621 | 11743.4101 | 12893.6451 | 12817.9084 | 12555.2306 | 12154.3077 | 11768.0752 | 12166.2237 | 12253.5245 | 12257.9071 | 12079.7509 | 12556.5278 | 12367.465 | 11884.9548 | 12494.59 | 12517.9137 | 12794.1343 | 12666.3341 | 11879.0276 | 11397.4179
TAS | DSP | 0 | 0 | 0 | 0 | 0 | 0 | 0 | 0 | 0 | 0 | 0 | 0 | 0 | 0 | 0 | 0 | 0 | 0 | 0 | 0 | 0
Total including DSP |  | 12939.9803 | 12123.6621 | 11743.4101 | 12893.6451 | 12817.9084 | 12555.2306 | 12154.3077 | 11768.0752 | 12166.2237 | 12253.5245 | 12257.9071 | 12079.7509 | 12556.5278 | 12367.465 | 11884.9548 | 12494.59 | 12517.9137 | 12794.1343 | 12666.3341 | 11879.0276 | 11397.4179
Pump Load (GWh) - Step Change (Counterfactual)
Region | Technology | 2022 | 2023 | 2024 | 2025 | 2026 | 2027 | 2028 | 2029 | 2030 | 2031 | 2032 | 2033 | 2034 | 2035 | 2036 | 2037 | 2038 | 2039 | 2040 | 2041 | 2042
NEM | Dispatchable Storage Load | -937.7587 | -1381.1717 | -1456.6798 | -2889.5057 | -5252.1861 | -13385.2 | -15148.7884 | -15429.8998 | -15108.9989 | -15449.7203 | -14308.2396 | -14104.3137 | -13054.2623 | -12963.8329 | -13931.6373 | -14266.2241 | -13745.6094 | -13065.2768 | -12169.725 | -11938.3261 | -11283.2422
NEM | Behind the Meter Storage Load | -432.6638 | -749.1669 | -952.6458 | -1284.7295 | -1465.6912 | -1546.956 | -1695.9752 | -1853.9957 | -2026.9632 | -2213.8846 | -2403.5125 | -2580.0613 | -2753.5377 | -2948.5201 | -3151.7019 | -3439.1473 | -3722.1647 | -4007.0645 | -4294.2608 | -4627.9878 | -4969.9809
Total |  | -1370.4225 | -2130.3386 | -2409.3256 | -4174.2352 | -6717.8773 | -14932.1561 | -16844.7636 | -17283.8955 | -17135.9621 | -17663.6049 | -16711.7521 | -16684.375 | -15807.7999 | -15912.353 | -17083.3392 | -17705.3713 | -17467.7741 | -17072.3413 | -16463.9858 | -16566.3139 | -16253.223
Region | Technology | 2022 | 2023 | 2024 | 2025 | 2026 | 2027 | 2028 | 2029 | 2030 | 2031 | 2032 | 2033 | 2034 | 2035 | 2036 | 2037 | 2038 | 2039 | 2040 | 2041 | 2042
NSW | Dispatchable Storage Load | -461.2473 | -680.7071 | -590.3779 | -1559.2889 | -2460.7822 | -5629.6554 | -6846.266 | -4687.1819 | -3971.9686 | -4061.6925 | -3467.6742 | -3029.2777 | -2528.1468 | -2662.1265 | -3634.693 | -3737.9963 | -2954.1116 | -3235.6861 | -2404.8179 | -2418.7164 | -2267.0758
NSW | Behind the Meter Storage Load | -170.8027 | -305.5586 | -393.0251 | -530.4443 | -611.333 | -644.1963 | -699.279 | -762.5782 | -832.764 | -904.6223 | -979.3465 | -1044.7351 | -1112.9132 | -1183.0186 | -1265.2812 | -1373.8258 | -1469.6656 | -1574.8242 | -1681.8859 | -1798.3476 | -1923.6734
Total |  | -632.05 | -986.2657 | -983.4031 | -2089.7331 | -3072.1152 | -6273.8517 | -7545.545 | -5449.76 | -4804.7326 | -4966.3148 | -4447.0206 | -4074.0129 | -3641.06 | -3845.1451 | -4899.9741 | -5111.8222 | -4423.7772 | -4810.5103 | -4086.7037 | -4217.064 | -4190.7492
Region | Technology | 2022 | 2023 | 2024 | 2025 | 2026 | 2027 | 2028 | 2029 | 2030 | 2031 | 2032 | 2033 | 2034 | 2035 | 2036 | 2037 | 2038 | 2039 | 2040 | 2041 | 2042
QLD | Dispatchable Storage Load | -270.1007 | -450.958 | -511.6586 | -715.0769 | -1149.0793 | -1666.6527 | -2044.1614 | -2370.4378 | -2461.5498 | -2598.7685 | -2451.1729 | -2276.4842 | -1808.5958 | -1838.0941 | -1890.5117 | -1941.8121 | -1697.4759 | -1337.643 | -1167.3475 | -1174.5172 | -1055.6139
QLD | Behind the Meter Storage Load | -96.2614 | -173.112 | -224.4886 | -306.559 | -354.49 | -376.0634 | -411.4039 | -451.9131 | -491.0178 | -543.0034 | -593.7554 | -639.3729 | -688.2021 | -740.9921 | -797.4191 | -874.1173 | -944.2886 | -1023.111 | -1091.9866 | -1195.2022 | -1296.5204
Total |  | -366.3621 | -624.07 | -736.1472 | -1021.6358 | -1503.5693 | -2042.7161 | -2455.5653 | -2822.3509 | -2952.5676 | -3141.7719 | -3044.9283 | -2915.8571 | -2496.7979 | -2579.0862 | -2687.9308 | -2815.9294 | -2641.7645 | -2360.7539 | -2259.3341 | -2369.7194 | -2352.1343
Region | Technology | 2022 | 2023 | 2024 | 2025 | 2026 | 2027 | 2028 | 2029 | 2030 | 2031 | 2032 | 2033 | 2034 | 2035 | 2036 | 2037 | 2038 | 2039 | 2040 | 2041 | 2042
VIC | Dispatchable Storage Load | -78.4418 | -103.3591 | -153.4215 | -331.552 | -1314.7221 | -5371.7011 | -5502.919 | -6909.315 | -7122.081 | -7270.5149 | -6944.926 | -7126.0291 | -7052.7942 | -6815.0685 | -6778.3503 | -6866.3855 | -7183.1447 | -6785.2112 | -6754.9766 | -6571.5368 | -6244.0903
VIC | Behind the Meter Storage Load | -79.6686 | -144.7041 | -183.943 | -251.9509 | -285.1446 | -302.5905 | -337.2431 | -370.7886 | -408.2077 | -448.2893 | -488.8778 | -530.7226 | -565.8046 | -610.8838 | -652.7927 | -717.8704 | -790.9495 | -857.6723 | -926.7868 | -1002.1832 | -1076.9375
Total |  | -158.1105 | -248.0632 | -337.3645 | -583.5028 | -1599.8667 | -5674.2916 | -5840.1621 | -7280.1036 | -7530.2887 | -7718.8042 | -7433.8038 | -7656.7517 | -7618.5988 | -7425.9523 | -7431.143 | -7584.256 | -7974.0942 | -7642.8835 | -7681.7634 | -7573.7201 | -7321.0278
Region | Technology | 2022 | 2023 | 2024 | 2025 | 2026 | 2027 | 2028 | 2029 | 2030 | 2031 | 2032 | 2033 | 2034 | 2035 | 2036 | 2037 | 2038 | 2039 | 2040 | 2041 | 2042
SA | Dispatchable Storage Load | -124.0924 | -140.4989 | -193.3148 | -269.3681 | -310.2955 | -700.6646 | -733.3628 | -1445.8879 | -1533.3537 | -1497.4933 | -1421.5766 | -1647.5313 | -1644.1017 | -1624.6047 | -1603.8317 | -1694.7766 | -1884.9774 | -1682.6451 | -1820.1649 | -1756.0277 | -1698.4443
SA | Behind the Meter Storage Load | -74.5632 | -106.3487 | -129.2197 | -167.8563 | -183.6091 | -191.1888 | -211.4691 | -228.9601 | -251.048 | -270.4993 | -290.8376 | -311.1137 | -330.0335 | -353.0722 | -372.3052 | -403.8749 | -441.4907 | -470.6843 | -506.4656 | -539.2409 | -574.388
Total |  | -198.6556 | -246.8476 | -322.5345 | -437.2244 | -493.9046 | -891.8534 | -944.8319 | -1674.848 | -1784.4017 | -1767.9927 | -1712.4142 | -1958.6451 | -1974.1352 | -1977.6768 | -1976.1369 | -2098.6515 | -2326.4682 | -2153.3294 | -2326.6305 | -2295.2687 | -2272.8323
Region | Technology | 2022 | 2023 | 2024 | 2025 | 2026 | 2027 | 2028 | 2029 | 2030 | 2031 | 2032 | 2033 | 2034 | 2035 | 2036 | 2037 | 2038 | 2039 | 2040 | 2041 | 2042
TAS | Dispatchable Storage Load | -3.8764 | -5.6486 | -7.907 | -14.2199 | -17.307 | -16.5262 | -22.0792 | -17.0772 | -20.0458 | -21.2511 | -22.8899 | -24.9914 | -20.6238 | -23.939 | -24.2505 | -25.2535 | -25.8999 | -24.0915 | -22.418 | -17.528 | -18.0177
TAS | Behind the Meter Storage Load | -11.3679 | -19.4435 | -21.9694 | -27.919 | -31.1145 | -32.9171 | -36.5802 | -39.7558 | -43.9258 | -47.4703 | -50.6952 | -54.1169 | -56.5843 | -60.5534 | -63.9039 | -69.4588 | -75.7702 | -80.7727 | -87.136 | -93.0138 | -98.4616
Total |  | -15.2443 | -25.0921 | -29.8764 | -42.139 | -48.4215 | -49.4433 | -58.6594 | -56.833 | -63.9716 | -68.7213 | -73.5851 | -79.1083 | -77.2081 | -84.4924 | -88.1544 | -94.7123 | -101.6701 | -104.8643 | -109.554 | -110.5418 | -116.4793

## Generation_2
Annual as-generated generation by technology (GWh) - Step Change (DP7)
Years are financial year ending.
Region | Technology | 2022 | 2023 | 2024 | 2025 | 2026 | 2027 | 2028 | 2029 | 2030 | 2031 | 2032 | 2033 | 2034 | 2035 | 2036 | 2037 | 2038 | 2039 | 2040 | 2041 | 2042
NEM | Black Coal | 97450.4143 | 93162.1309 | 91063.6599 | 86271.0443 | 78295.8086 | 73680.0828 | 73869.3369 | 71141.8128 | 72468.4368 | 63527.1219 | 50546.0389 | 35241.8965 | 35148.4463 | 34129.691 | 11894.378 | 11651.1411 | 11558.0191 | 11243.459 | 11674.4245 | 11611.1174 | 6457.6551
NEM | Brown Coal | 31432.7262 | 33008.7552 | 32903.895 | 33404.9213 | 28736.2649 | 20338.6713 | 12737.2736 | 10406.5752 | 7716.1344 | 7401.1247 | 6983.4214 | 7067.0611 | 7202.5621 | 7040.6016 | 6571.2007 | 0 | 0 | 0 | 0 | 0 | 0
NEM | CCGT | 3137.4064 | 3124.8661 | 2901.3083 | 1997.8319 | 2179.2749 | 2227.2357 | 5065.9153 | 2352.7648 | 2100.5767 | 4091.6374 | 4072.204 | 5902.4728 | 6085.6199 | 5233.1969 | 4179.7399 | 3675.2408 | 4900.3012 | 3199.048 | 2671.1745 | 3371.6874 | 3184.3309
NEM | Peaking Gas+Liquids | 116.3251 | 91.5072 | 152.6881 | 89.561 | 134.6538 | 149.4697 | 938.1832 | 280.6048 | 164.9845 | 537.6417 | 303.357 | 874.8251 | 478.4048 | 552.3138 | 406.7259 | 495.6436 | 1915.8458 | 822.5689 | 478.7786 | 1586.0461 | 1154.24
NEM | Hydro | 16248.6463 | 13522.9545 | 13417.7099 | 16421.8527 | 14692.4615 | 15848.861 | 10805.4012 | 18312.753 | 17191.0796 | 13475.941 | 16833.1584 | 14443.0524 | 14124.0021 | 16315.1282 | 14420.7086 | 16015.345 | 9931.2549 | 17547.4155 | 16166.4675 | 12535.2179 | 14883.7147
NEM | Dispatchable Storage | 424.9751 | 585.8967 | 918.5551 | 1787.2556 | 5610.5024 | 6105.7486 | 7191.4337 | 7746.3719 | 8573.7859 | 9586.1883 | 9609.9102 | 12070.2334 | 12457.4776 | 12687.6295 | 17786.0671 | 19266.0385 | 21392.7038 | 20712.7085 | 20810.771 | 22233.5477 | 23864.4848
NEM | Behind the Meter Storage | 367.965 | 637.2072 | 810.5549 | 1092.5123 | 1246.5347 | 1315.7584 | 1442.2905 | 1576.892 | 1723.4671 | 1882.8575 | 2043.7469 | 2194.0581 | 2342.1717 | 2506.9773 | 2680.3314 | 2925.0385 | 3165.2927 | 3408.0197 | 3651.2435 | 3935.9847 | 4226.0741
NEM | Wind | 29175.2855 | 30210.8214 | 31318.8081 | 32472.2075 | 41852.2359 | 48229.0676 | 53870.6394 | 56791.4765 | 58640.7203 | 68467.018 | 75679.9364 | 85656.7523 | 83674.6281 | 85294.8844 | 99634.0833 | 104761.8025 | 104356.9977 | 109352.0628 | 108716.7964 | 106598.1101 | 108184.2221
NEM | Solar | 12774.5275 | 15384.0507 | 15440.8713 | 15291.0978 | 20002.6002 | 25316.7359 | 30094.468 | 26565.5781 | 29680.6285 | 32659.7603 | 36439.1535 | 43385.3336 | 48299.6426 | 48399.3044 | 62440.7584 | 63981.2811 | 70903.965 | 62346.7042 | 66731.8989 | 72698.9096 | 75288.403
NEM | Distributed PV | 19217.9308 | 22211.2432 | 24559.7417 | 26894.848 | 29063.8612 | 30379.7965 | 31542.5551 | 32988.4635 | 34391.3033 | 35515.8746 | 37114.3041 | 38552.8367 | 39602.7698 | 40785.9313 | 42870.2805 | 45039.5106 | 46399.6476 | 47544.1817 | 48548.6791 | 49939.7492 | 51948.9584
Total excluding storage |  | 209553.2621 | 210716.3291 | 211758.6822 | 212843.3645 | 214957.1609 | 216169.9205 | 218923.7727 | 218840.0288 | 222353.864 | 225676.1196 | 227971.5738 | 231124.2305 | 234616.0758 | 237751.0517 | 242417.8754 | 245619.9647 | 249966.0313 | 252055.4401 | 254988.2195 | 258340.8378 | 261101.524
NEM | DSP | 0 | 0 | 0 | 1.2938 | 0 | 1.4814 | 1.7064 | 1.8404 | 2.0621 | 0 | 2.8874 | 3.6001 | 2.2229 | 2.6093 | 0 | 3.3341 | 0 | 3.6857 | 6.1611 | 1.672 | 3.309
Total including DSP |  | 209553.2621 | 210716.3291 | 211758.6822 | 212844.6583 | 214957.1609 | 216171.4019 | 218925.4791 | 218841.8692 | 222355.9261 | 225676.1196 | 227974.4612 | 231127.8306 | 234618.2986 | 237753.661 | 242417.8754 | 245623.2988 | 249966.0313 | 252059.1258 | 254994.3807 | 258342.5098 | 261104.833
Region | Technology | 2022 | 2023 | 2024 | 2025 | 2026 | 2027 | 2028 | 2029 | 2030 | 2031 | 2032 | 2033 | 2034 | 2035 | 2036 | 2037 | 2038 | 2039 | 2040 | 2041 | 2042
NSW | Black Coal | 47362.1366 | 45946.712 | 41899.6948 | 40038.6499 | 38342.6835 | 38358.4043 | 38753.8055 | 37941.1736 | 39779.6786 | 34796.1866 | 21720.9582 | 17151.0588 | 17100.3977 | 16630.5664 | 0 | 0 | 0 | 0 | 0 | 0 | 0
NSW | Brown Coal | 0 | 0 | 0 | 0 | 0 | 0 | 0 | 0 | 0 | 0 | 0 | 0 | 0 | 0 | 0 | 0 | 0 | 0 | 0 | 0 | 0
NSW | CCGT | 34.6896 | 34.6896 | 104.3539 | 65.5248 | 65.5248 | 65.5248 | 570.7469 | 65.5248 | 65.5248 | 468.9148 | 634.0904 | 1327.6896 | 1289.9137 | 999.0607 | 792.2587 | 605.3061 | 1366.8037 | 771.1446 | 694.0327 | 1116.032 | 814.3069
NSW | Peaking Gas+Liquids | 16.754 | 1.0478 | 24.491 | 34.2655 | 20.7838 | 17.1168 | 29.9997 | 22.1312 | 13.494 | 33.8393 | 65.6122 | 384.4741 | 111.2378 | 138.8623 | 149.8974 | 250.041 | 726.2327 | 290.1461 | 138.2442 | 606.5592 | 532.0054
NSW | Hydro | 2255.1532 | 1996.5863 | 2019.6882 | 2982.2412 | 2535.3208 | 3119.7959 | 2227.2033 | 4057.4839 | 4206.5789 | 3311.4471 | 3651.0963 | 3191.975 | 3166.7104 | 4009.3125 | 3012.315 | 3263.0359 | 1890.9672 | 4505.7096 | 4117.0825 | 2942.3865 | 3244.9889
NSW | Dispatchable Storage | 122.2496 | 188.9173 | 258.1522 | 704.218 | 4037.986 | 4354.4596 | 4635.1949 | 3832.447 | 4260.4115 | 4599.6872 | 4598.6487 | 5546.9792 | 5458.4485 | 5569.3753 | 8693.8654 | 8696.4152 | 9602.0214 | 9590.7932 | 9272.0825 | 10137.4329 | 10715.2381
NSW | Behind the Meter Storage | 145.2536 | 259.9163 | 334.3237 | 451.02 | 519.8092 | 547.7888 | 594.7042 | 648.7521 | 708.0671 | 769.4182 | 832.7018 | 888.4637 | 946.442 | 1005.7259 | 1075.8216 | 1168.1863 | 1249.8352 | 1339.7069 | 1430.0345 | 1529.5669 | 1635.6279
NSW | Wind | 4881.3247 | 5466.5392 | 5971.2953 | 5986.9345 | 6274.5931 | 5951.2464 | 7887.2031 | 8558.5172 | 8008.61 | 12240.4287 | 16745.899 | 20269.9017 | 20776.1693 | 21446.144 | 25789.2042 | 25844.9164 | 23492.1509 | 26231.712 | 24438.9502 | 23278.2412 | 21715.8538
NSW | Solar | 4527.9495 | 5709.0314 | 5991.591 | 5873.1531 | 9812.2601 | 12116.3481 | 13993.032 | 12367.3832 | 12823.2369 | 14717.0471 | 17930.6577 | 18333.5221 | 19824.6239 | 19292.4502 | 27140.0735 | 27187.3041 | 33240.0268 | 29102.2682 | 30262.3131 | 34379.3933 | 35512.8894
NSW | Distributed PV | 5151.0209 | 6118.8204 | 7087.4977 | 8076.58 | 8976.3811 | 9519.4496 | 9940.8765 | 10407.9612 | 10847.4659 | 11166.218 | 11708.0424 | 12232.7803 | 12584.8322 | 12966.5414 | 13640.7722 | 14361.3556 | 14807.4594 | 15178.1919 | 15488.814 | 15933.2505 | 16595.2427
Total excluding storage |  | 64229.0284 | 65273.4268 | 63098.6118 | 63057.3489 | 66027.5472 | 69147.8858 | 73402.867 | 73420.1751 | 75744.5891 | 76734.0816 | 72456.3562 | 72891.4017 | 74853.8851 | 75482.9376 | 70524.5209 | 71511.9593 | 75523.6407 | 76079.1724 | 75139.4366 | 78255.8628 | 78415.2871
NSW | DSP | 0 | 0 | 0 | 1.2938 | 0 | 1.4814 | 0 | 1.8404 | 2.0621 | 0 | 2.8874 | 3.6001 | 2.2229 | 2.6093 | 0 | 3.3341 | 0 | 3.6857 | 6.1611 | 1.672 | 3.309
Total including DSP |  | 64229.0284 | 65273.4268 | 63098.6118 | 63058.6427 | 66027.5472 | 69149.3672 | 73402.867 | 73422.0156 | 75746.6511 | 76734.0816 | 72459.2436 | 72895.0018 | 74856.108 | 75485.5469 | 70524.5209 | 71515.2933 | 75523.6407 | 76082.8581 | 75145.5978 | 78257.5348 | 78418.5961
Region | Technology | 2022 | 2023 | 2024 | 2025 | 2026 | 2027 | 2028 | 2029 | 2030 | 2031 | 2032 | 2033 | 2034 | 2035 | 2036 | 2037 | 2038 | 2039 | 2040 | 2041 | 2042
QLD | Black Coal | 50088.2777 | 47215.4189 | 49163.9651 | 46232.3943 | 39953.1251 | 35321.6785 | 35115.5315 | 33200.6393 | 32688.7582 | 28730.9354 | 28825.0807 | 18090.8377 | 18048.0486 | 17499.1246 | 11894.378 | 11651.1411 | 11558.0191 | 11243.459 | 11674.4245 | 11611.1174 | 6457.6551
QLD | Brown Coal | 0 | 0 | 0 | 0 | 0 | 0 | 0 | 0 | 0 | 0 | 0 | 0 | 0 | 0 | 0 | 0 | 0 | 0 | 0 | 0 | 0
QLD | CCGT | 1176.4338 | 1176.4338 | 1346.3869 | 1376.2597 | 1543.3231 | 1544.3954 | 2119.5406 | 1658.6617 | 1417.8485 | 1829.5649 | 2095.0573 | 2758.7272 | 2818.048 | 2507.5796 | 2381.1314 | 2060.7236 | 2898.0014 | 2215.5534 | 1977.1419 | 2255.6554 | 2370.024
QLD | Peaking Gas+Liquids | 3.7161 | 0.79242 | 9.589 | 41.8017 | 71.8166 | 49.5719 | 87.1985 | 138.045 | 43.8519 | 105.0876 | 84.4906 | 104.4501 | 41.8575 | 72.5196 | 30.1052 | 31.361 | 88.5433 | 85.0438 | 24.9547 | 170.4832 | 62.7157
QLD | Hydro | 700.866 | 700.0653 | 699.2646 | 698.4639 | 697.6632 | 696.8625 | 696.0618 | 695.2611 | 694.4604 | 693.6597 | 692.859 | 692.0583 | 691.2576 | 690.4569 | 689.6562 | 688.8555 | 259.2338 | 258.9321 | 258.6304 | 258.3288 | 258.0271
QLD | Dispatchable Storage | 84.1756 | 153.7043 | 281.1797 | 503.0171 | 843.7894 | 969.691 | 1345.9179 | 2737.246 | 3068.0055 | 3699.1045 | 3738.7757 | 4722.2328 | 5276.2969 | 5404.7701 | 6895.6687 | 6901.4571 | 7676.0894 | 7007.3521 | 7492.0621 | 7989.0329 | 8535.8108
QLD | Behind the Meter Storage | 81.8411 | 147.2348 | 190.9293 | 260.7032 | 301.4224 | 319.8743 | 349.8917 | 384.3158 | 417.5251 | 461.8633 | 504.7895 | 543.7569 | 585.2637 | 630.093 | 678.0224 | 743.475 | 803.0757 | 870.059 | 928.5396 | 1016.6092 | 1102.2534
QLD | Wind | 2306.7854 | 4218.1051 | 4113.3467 | 4053.5461 | 10936.5142 | 16480.8215 | 15401.2866 | 16788.574 | 17434.3501 | 20124.0422 | 19965.8695 | 27045.6528 | 25517.8743 | 25441.4018 | 30500.4125 | 32739.6797 | 34962.0239 | 35525.9654 | 35599.1639 | 35112.2578 | 33907.9182
QLD | Solar | 5005.2818 | 6213.3796 | 6131.1274 | 6118.8457 | 6224.2793 | 6257.1187 | 7294.0645 | 6138.2431 | 8536.5058 | 9657.7112 | 10169.7934 | 15322.469 | 18639.1311 | 19433.8472 | 23103.1709 | 23029.7037 | 24074.6266 | 20712.0822 | 23073.7905 | 25100.3978 | 26561.9503
QLD | Distributed PV | 7026.2166 | 8108.2253 | 8681.4962 | 9254.7624 | 9868.6015 | 10281.9622 | 10703.202 | 11132.2587 | 11542.7461 | 11891.5563 | 12299.1782 | 12718.5512 | 13152.2162 | 13609.3033 | 14262.0255 | 14882.9203 | 15339.0864 | 15758.9925 | 16166.2012 | 16663.2754 | 17346.6513
Total excluding storage |  | 66307.5773 | 67632.4204 | 70145.1759 | 67776.0739 | 69295.3229 | 70632.4106 | 71416.8854 | 69751.6828 | 72358.521 | 73032.5573 | 74132.3288 | 76732.7462 | 78908.4333 | 79254.2329 | 82860.8798 | 85084.3849 | 89179.5345 | 85800.0284 | 88774.3071 | 91171.5158 | 86964.9418
QLD | DSP | 0 | 0 | 0 | 0 | 0 | 0 | 1.7064 | 0 | 0 | 0 | 0 | 0 | 0 | 0 | 0 | 0 | 0 | 0 | 0 | 0 | 0
Total including DSP |  | 66307.5773 | 67632.4204 | 70145.1759 | 67776.0739 | 69295.3229 | 70632.4106 | 71418.5919 | 69751.6828 | 72358.521 | 73032.5573 | 74132.3288 | 76732.7462 | 78908.4333 | 79254.2329 | 82860.8798 | 85084.3849 | 89179.5345 | 85800.0284 | 88774.3071 | 91171.5158 | 86964.9418
Region | Technology | 2022 | 2023 | 2024 | 2025 | 2026 | 2027 | 2028 | 2029 | 2030 | 2031 | 2032 | 2033 | 2034 | 2035 | 2036 | 2037 | 2038 | 2039 | 2040 | 2041 | 2042
VIC | Black Coal | 0 | 0 | 0 | 0 | 0 | 0 | 0 | 0 | 0 | 0 | 0 | 0 | 0 | 0 | 0 | 0 | 0 | 0 | 0 | 0 | 0
VIC | Brown Coal | 31432.7262 | 33008.7552 | 32903.895 | 33404.9213 | 28736.2649 | 20338.6713 | 12737.2736 | 10406.5752 | 7716.1344 | 7401.1247 | 6983.4214 | 7067.0611 | 7202.5621 | 7040.6016 | 6571.2007 | 0 | 0 | 0 | 0 | 0 | 0
VIC | CCGT | 28.7533 | 17.2748 | 12.6141 | 8.5473 | 22.927 | 69.8155 | 832.0244 | 81.0784 | 69.7034 | 154.9707 | 62.4317 | 137.6692 | 84.5671 | 123.675 | 86.3612 | 111.4446 | 635.4961 | 212.3501 | 0 | 0 | 0
VIC | Peaking Gas+Liquids | 32.9509 | 15.1844 | 9.7969 | 5.8606 | 25.2295 | 32.3123 | 416.807 | 56.3783 | 45.8481 | 122.1985 | 35.1923 | 85.2212 | 40.7773 | 79.0922 | 77.4446 | 92.1511 | 538.1905 | 187.9437 | 120.8009 | 344.7935 | 241.3532
VIC | Hydro | 3183.336 | 2953.7486 | 2802.3896 | 3533.9932 | 2741.9874 | 3165.1521 | 1919.0046 | 3879.5296 | 3652.3999 | 2880.5461 | 3147.7514 | 2919.9652 | 2768.8273 | 3493.4806 | 2711.4346 | 3128.7844 | 1895.9851 | 3834.851 | 3613.4641 | 2847.2957 | 3110.6005
VIC | Dispatchable Storage | 101.1534 | 115.3023 | 191.9309 | 339.8815 | 437.5429 | 469.7972 | 878.5359 | 834.7987 | 888.5607 | 920.9293 | 890.9293 | 925.7934 | 830.3573 | 867.2976 | 1309.8119 | 2596.9931 | 2485.643 | 2564.4611 | 2505.7259 | 2463.7793 | 2608.2955
VIC | Behind the Meter Storage | 67.7869 | 123.0628 | 156.6383 | 214.3069 | 242.6799 | 257.5171 | 286.743 | 315.1912 | 346.9324 | 381.1428 | 415.8022 | 451.2382 | 481.5328 | 519.4667 | 555.5065 | 610.8708 | 672.4945 | 729.0715 | 787.6799 | 852.0774 | 915.9755
VIC | Wind | 13061.0542 | 12446.2839 | 12524.4797 | 12960.4494 | 13725.8057 | 12995.239 | 16783.3304 | 17151.904 | 17950.7795 | 17626.288 | 19585.434 | 17251.873 | 17125.7129 | 17636.9825 | 19782.0979 | 22985.1207 | 23315.444 | 23631.1663 | 26039.491 | 26176.9546 | 29316.3011
VIC | Solar | 2277.0261 | 2452.2246 | 2345.6044 | 2320.1336 | 2365.6613 | 3374.8684 | 4392.7628 | 3969.6541 | 4098.7792 | 4131.3081 | 4098.9677 | 5324.2034 | 5595.3313 | 5444.2717 | 7935.1687 | 9404.79 | 9242.1472 | 8419.023 | 8657.7509 | 8564.3979 | 8455.5624
VIC | Distributed PV | 4213.0856 | 4958.1133 | 5623.6374 | 6258.4574 | 6788.3012 | 7072.173 | 7319.7891 | 7771.4047 | 8231.493 | 8604.2288 | 9108.1739 | 9482.7533 | 9678.6116 | 9934.8552 | 10497.3441 | 11106.4974 | 11442.0923 | 11705.6869 | 11919.1854 | 12263.4492 | 12771.9478
Total excluding storage |  | 54228.9323 | 55851.5848 | 56222.4172 | 58492.3628 | 54406.1769 | 47048.2316 | 44400.9918 | 43316.5242 | 41765.1375 | 40920.6649 | 43021.3725 | 42268.7464 | 42496.3896 | 43752.9588 | 47661.0518 | 46828.7882 | 47069.3553 | 47991.0208 | 50350.6923 | 50196.8909 | 53895.765
VIC | DSP | 0 | 0 | 0 | 0 | 0 | 0 | 0 | 0 | 0 | 0 | 0 | 0 | 0 | 0 | 0 | 0 | 0 | 0 | 0 | 0 | 0
Total including DSP |  | 54228.9323 | 55851.5848 | 56222.4172 | 58492.3628 | 54406.1769 | 47048.2316 | 44400.9918 | 43316.5242 | 41765.1375 | 40920.6649 | 43021.3725 | 42268.7464 | 42496.3896 | 43752.9588 | 47661.0518 | 46828.7882 | 47069.3553 | 47991.0208 | 50350.6923 | 50196.8909 | 53895.765
Region | Technology | 2022 | 2023 | 2024 | 2025 | 2026 | 2027 | 2028 | 2029 | 2030 | 2031 | 2032 | 2033 | 2034 | 2035 | 2036 | 2037 | 2038 | 2039 | 2040 | 2041 | 2042
SA | Black Coal | 0 | 0 | 0 | 0 | 0 | 0 | 0 | 0 | 0 | 0 | 0 | 0 | 0 | 0 | 0 | 0 | 0 | 0 | 0 | 0 | 0
SA | Brown Coal | 0 | 0 | 0 | 0 | 0 | 0 | 0 | 0 | 0 | 0 | 0 | 0 | 0 | 0 | 0 | 0 | 0 | 0 | 0 | 0 | 0
SA | CCGT | 1897.5296 | 1896.4678 | 1437.9534 | 547.5 | 547.5 | 547.5 | 1543.6034 | 547.5 | 547.5 | 1638.1869 | 1280.6245 | 1678.3868 | 1893.091 | 1602.8816 | 919.9885 | 897.7664 | 0 | 0 | 0 | 0 | 0
SA | Peaking Gas+Liquids | 62.9042 | 74.4825 | 108.8112 | 7.6333 | 16.8239 | 50.4688 | 404.1781 | 64.0503 | 61.7905 | 276.5164 | 117.3107 | 298.4263 | 284.5323 | 261.8396 | 149.2787 | 121.3393 | 560.6258 | 255.9046 | 194.7788 | 462.4494 | 317.8347
SA | Hydro | 0 | 0 | 0 | 0 | 0 | 0 | 0 | 0 | 0 | 0 | 0 | 0 | 0 | 0 | 0 | 0 | 0 | 0 | 0 | 0 | 0
SA | Dispatchable Storage | 114.7896 | 126.5622 | 180.8194 | 228.202 | 277.525 | 302.9636 | 306.0855 | 308.5916 | 321.5826 | 327.4428 | 339.4357 | 354.8483 | 361.609 | 360.8467 | 381.9663 | 603.7746 | 723.6972 | 713.4137 | 748.1728 | 733.5082 | 1075.3719
SA | Behind the Meter Storage | 63.4058 | 90.4461 | 109.9468 | 142.7194 | 156.133 | 162.5527 | 179.8249 | 194.8042 | 213.5609 | 230.0311 | 247.3109 | 264.5534 | 280.7483 | 300.1649 | 316.5848 | 343.3783 | 375.4178 | 400.455 | 430.8363 | 458.5665 | 488.4242
SA | Wind | 6801.1347 | 6030.5484 | 6245.31 | 6215.4937 | 6942.8568 | 8135.3426 | 8468.3839 | 8776.9147 | 8663.2895 | 9063.4864 | 9793.8359 | 8835.0483 | 8479.8399 | 8253.5441 | 10657.8945 | 10160.5567 | 10616.8605 | 11101.1302 | 10276.061 | 10334.2105 | 11150.3166
SA | Solar | 964.2702 | 1009.4151 | 972.5485 | 978.9654 | 1600.3995 | 3568.4007 | 4109.8141 | 3800.6276 | 3923.0346 | 3858.3109 | 3947.6975 | 4101.0701 | 3927.2754 | 3941.1617 | 3968.1429 | 4077.3514 | 4054.4179 | 3822.0386 | 4442.9662 | 4369.0559 | 4473.8016
SA | Distributed PV | 2541.0783 | 2704.5256 | 2815.6119 | 2922.8702 | 3023.8671 | 3090.9493 | 3158.9346 | 3242.0319 | 3318.353 | 3390.0545 | 3512.7839 | 3617.3755 | 3682.8458 | 3764.2178 | 3936.0529 | 4128.3945 | 4241.7735 | 4327.4565 | 4398.7852 | 4497.5173 | 4638.5066
Total excluding storage |  | 12266.9169 | 11715.4395 | 11580.235 | 10672.4626 | 12131.4474 | 15392.6613 | 17684.9141 | 16431.1244 | 16513.9675 | 18226.5551 | 18652.2526 | 18530.307 | 18267.5844 | 17823.6449 | 19631.3575 | 19385.4082 | 19473.6778 | 19506.5298 | 19312.5912 | 19663.233 | 20580.4596
SA | DSP | 0 | 0 | 0 | 0 | 0 | 0 | 0 | 0 | 0 | 0 | 0 | 0 | 0 | 0 | 0 | 0 | 0 | 0 | 0 | 0 | 0
Total including DSP |  | 12266.9169 | 11715.4395 | 11580.235 | 10672.4626 | 12131.4474 | 15392.6613 | 17684.9141 | 16431.1244 | 16513.9675 | 18226.5551 | 18652.2526 | 18530.307 | 18267.5844 | 17823.6449 | 19631.3575 | 19385.4082 | 19473.6778 | 19506.5298 | 19312.5912 | 19663.233 | 20580.4596
Region | Technology | 2022 | 2023 | 2024 | 2025 | 2026 | 2027 | 2028 | 2029 | 2030 | 2031 | 2032 | 2033 | 2034 | 2035 | 2036 | 2037 | 2038 | 2039 | 2040 | 2041 | 2042
TAS | Black Coal | 0 | 0 | 0 | 0 | 0 | 0 | 0 | 0 | 0 | 0 | 0 | 0 | 0 | 0 | 0 | 0 | 0 | 0 | 0 | 0 | 0
TAS | Brown Coal | 0 | 0 | 0 | 0 | 0 | 0 | 0 | 0 | 0 | 0 | 0 | 0 | 0 | 0 | 0 | 0 | 0 | 0 | 0 | 0 | 0
TAS | CCGT | 0 | 0 | 0 | 0 | 0 | 0 | 0 | 0 | 0 | 0 | 0 | 0 | 0 | 0 | 0 | 0 | 0 | 0 | 0 | 0 | 0
TAS | Peaking Gas+Liquids | 0 | 0 | 0 | 0 | 0 | 0 | 0 | 0 | 0 | 0 | 0.75115 | 2.2534 | 0 | 0 | 0 | 0.75115 | 2.2534 | 3.5308 | 0 | 1.7608 | 0.33089
TAS | Hydro | 10109.2912 | 7872.5543 | 7896.3676 | 9207.1544 | 8717.4901 | 8867.0505 | 5963.1315 | 9680.4784 | 8637.6404 | 6590.2881 | 9341.4517 | 7639.0539 | 7497.2068 | 8121.8783 | 8007.3028 | 8934.6692 | 5885.0687 | 8947.9228 | 8177.2904 | 6487.2069 | 8270.0981
TAS | Dispatchable Storage | 2.6069 | 1.4107 | 6.4729 | 11.937 | 13.6591 | 8.8372 | 25.6995 | 33.2886 | 35.2255 | 39.0245 | 42.1207 | 520.3797 | 530.7658 | 485.3397 | 504.7546 | 467.3985 | 905.2529 | 836.6884 | 792.7277 | 909.7944 | 929.7686
TAS | Behind the Meter Storage | 9.6776 | 16.5472 | 18.7168 | 23.7627 | 26.4901 | 28.0254 | 31.1267 | 33.8288 | 37.3816 | 40.4021 | 43.1426 | 46.0459 | 48.1849 | 51.5268 | 54.3961 | 59.1282 | 64.4695 | 68.7273 | 74.1532 | 79.1647 | 83.7932
TAS | Wind | 2124.9865 | 2049.3447 | 2464.3764 | 3255.7839 | 3972.4661 | 4666.4183 | 5330.4353 | 5515.5666 | 6583.6912 | 9412.7728 | 9588.898 | 12254.2765 | 11775.0317 | 12516.8121 | 12904.4743 | 13031.5291 | 11970.5184 | 12862.0889 | 12363.1303 | 11696.4461 | 12093.8323
TAS | Solar | 0 | 0 | 0 | 0 | 0 | 0 | 304.7945 | 289.6701 | 299.0721 | 295.383 | 292.0371 | 304.0689 | 313.2809 | 287.5736 | 294.2025 | 282.132 | 292.7465 | 291.2922 | 295.0783 | 285.6647 | 284.1993
TAS | Distributed PV | 286.5295 | 321.5586 | 351.4984 | 382.178 | 406.7102 | 415.2625 | 419.753 | 434.8071 | 451.2452 | 463.8169 | 486.1257 | 501.3765 | 504.264 | 511.0135 | 534.0858 | 560.3428 | 569.2359 | 573.8539 | 575.6933 | 582.2569 | 596.61
Total excluding storage |  | 12520.8072 | 10243.4576 | 10712.2423 | 12845.1163 | 13096.6664 | 13948.7312 | 12018.1144 | 15920.5222 | 15971.649 | 16762.2608 | 19709.2637 | 20701.0293 | 20089.7834 | 21437.2775 | 21740.0653 | 22809.4242 | 18719.823 | 22678.6887 | 21411.1924 | 19053.3354 | 21245.0706
TAS | DSP | 0 | 0 | 0 | 0 | 0 | 0 | 0 | 0 | 0 | 0 | 0 | 0 | 0 | 0 | 0 | 0 | 0 | 0 | 0 | 0 | 0
Total including DSP |  | 12520.8072 | 10243.4576 | 10712.2423 | 12845.1163 | 13096.6664 | 13948.7312 | 12018.1144 | 15920.5222 | 15971.649 | 16762.2608 | 19709.2637 | 20701.0293 | 20089.7834 | 21437.2775 | 21740.0653 | 22809.4242 | 18719.823 | 22678.6887 | 21411.1924 | 19053.3354 | 21245.0706
Pump Load (GWh) - Step Change (DP7)
Region | Technology | 2022 | 2023 | 2024 | 2025 | 2026 | 2027 | 2028 | 2029 | 2030 | 2031 | 2032 | 2033 | 2034 | 2035 | 2036 | 2037 | 2038 | 2039 | 2040 | 2041 | 2042
NEM | Dispatchable Storage Load | -513.437 | -849.0142 | -1292.9301 | -2349.039 | -8046.9457 | -8944.4151 | -11038.1989 | -10354.3628 | -12153.2336 | -13945.1119 | -14012.5507 | -16934.5207 | -17378.8173 | -17519.4221 | -23861.1196 | -25619.3724 | -28271.0506 | -27060.6085 | -27383.6482 | -29099.794 | -31220.3994
NEM | Behind the Meter Storage Load | -432.6638 | -749.1669 | -952.6458 | -1284.7295 | -1465.6912 | -1546.956 | -1695.9752 | -1853.9957 | -2026.9632 | -2213.8846 | -2403.5125 | -2580.0613 | -2753.5377 | -2948.5201 | -3151.7019 | -3439.1473 | -3722.1647 | -4007.0645 | -4294.2608 | -4627.9878 | -4969.9809
Total |  | -946.1008 | -1598.1811 | -2245.5759 | -3633.7684 | -9512.6368 | -10491.3711 | -12734.1741 | -12208.3585 | -14180.1968 | -16158.9965 | -16416.0632 | -19514.582 | -20132.3549 | -20467.9422 | -27012.8215 | -29058.5197 | -31993.2153 | -31067.673 | -31677.909 | -33727.7818 | -36190.3803
Region | Technology | 2022 | 2023 | 2024 | 2025 | 2026 | 2027 | 2028 | 2029 | 2030 | 2031 | 2032 | 2033 | 2034 | 2035 | 2036 | 2037 | 2038 | 2039 | 2040 | 2041 | 2042
NSW | Dispatchable Storage Load | -151.5875 | -367.0568 | -491.5288 | -1033.9909 | -6085.2382 | -6767.8609 | -7851.4681 | -5522.5231 | -6794.6091 | -7753.5866 | -7773.082 | -8823.7337 | -8689.0544 | -8676.9838 | -12565.1616 | -12437.7905 | -13593.9991 | -13329.8849 | -13006.6769 | -14138.5064 | -14907.6632
NSW | Behind the Meter Storage Load | -170.8027 | -305.5586 | -393.0251 | -530.4443 | -611.333 | -644.1963 | -699.279 | -762.5782 | -832.764 | -904.6223 | -979.3465 | -1044.7351 | -1112.9132 | -1183.0186 | -1265.2812 | -1373.8258 | -1469.6656 | -1574.8242 | -1681.8859 | -1798.3476 | -1923.6734
Total |  | -322.3903 | -672.6154 | -884.554 | -1564.4352 | -6696.5712 | -7412.0572 | -8550.747 | -6285.1013 | -7627.3731 | -8658.2089 | -8752.4284 | -9868.4688 | -9801.9675 | -9860.0024 | -13830.4428 | -13811.6164 | -15063.6647 | -14904.7091 | -14688.5627 | -15936.8541 | -16831.3366
Region | Technology | 2022 | 2023 | 2024 | 2025 | 2026 | 2027 | 2028 | 2029 | 2030 | 2031 | 2032 | 2033 | 2034 | 2035 | 2036 | 2037 | 2038 | 2039 | 2040 | 2041 | 2042
QLD | Dispatchable Storage Load | -100.3717 | -191.3732 | -351.0982 | -628.844 | -1099.9956 | -1251.2499 | -1729.4369 | -3417.9461 | -3856.9907 | -4650.0696 | -4708.2143 | -5917.3597 | -6613.548 | -6771.0177 | -8627.3222 | -8648.9908 | -9613.9564 | -8707.2085 | -9371.5979 | -9954.7049 | -10645.3038
QLD | Behind the Meter Storage Load | -96.2614 | -173.112 | -224.4886 | -306.559 | -354.49 | -376.0634 | -411.4039 | -451.9131 | -491.0178 | -543.0034 | -593.7554 | -639.3729 | -688.2021 | -740.9921 | -797.4191 | -874.1173 | -944.2886 | -1023.111 | -1091.9866 | -1195.2022 | -1296.5204
Total |  | -196.6331 | -364.4852 | -575.5868 | -935.4029 | -1454.4856 | -1627.3134 | -2140.8409 | -3869.8591 | -4348.0085 | -5193.073 | -5301.9697 | -6556.7326 | -7301.7501 | -7512.0098 | -9424.7412 | -9523.1081 | -10558.245 | -9730.3195 | -10463.5845 | -11149.9071 | -11941.8242
Region | Technology | 2022 | 2023 | 2024 | 2025 | 2026 | 2027 | 2028 | 2029 | 2030 | 2031 | 2032 | 2033 | 2034 | 2035 | 2036 | 2037 | 2038 | 2039 | 2040 | 2041 | 2042
VIC | Dispatchable Storage Load | -120.3122 | -136.9475 | -226.9579 | -401.0969 | -516.2339 | -555.2371 | -1064.0022 | -1008.6969 | -1077.6649 | -1108.6624 | -1078.3454 | -1114.8135 | -996.8231 | -1043.3414 | -1588.9637 | -3212.0341 | -3053.7094 | -3143.1635 | -3093.2662 | -3011.9211 | -3203.012
VIC | Behind the Meter Storage Load | -79.6686 | -144.7041 | -183.943 | -251.9509 | -285.1446 | -302.5905 | -337.2431 | -370.7886 | -408.2077 | -448.2893 | -488.8778 | -530.7226 | -565.8046 | -610.8838 | -652.7927 | -717.8704 | -790.9495 | -857.6723 | -926.7868 | -1002.1832 | -1076.9375
Total |  | -199.9808 | -281.6515 | -410.9009 | -653.0478 | -801.3785 | -857.8275 | -1401.2452 | -1379.4855 | -1485.8725 | -1556.9517 | -1567.2232 | -1645.5361 | -1562.6277 | -1654.2252 | -2241.7564 | -3929.9046 | -3844.6589 | -4000.8358 | -4020.053 | -4014.1043 | -4279.9495
Region | Technology | 2022 | 2023 | 2024 | 2025 | 2026 | 2027 | 2028 | 2029 | 2030 | 2031 | 2032 | 2033 | 2034 | 2035 | 2036 | 2037 | 2038 | 2039 | 2040 | 2041 | 2042
SA | Dispatchable Storage Load | -138.064 | -152.0084 | -215.7308 | -270.9519 | -329.5166 | -359.5416 | -363.1879 | -366.0374 | -382.3813 | -387.0346 | -403.2179 | -419.242 | -428.2082 | -427.2331 | -452.2174 | -727.3585 | -872.5036 | -858.6385 | -902.1634 | -883.2654 | -1305.8819
SA | Behind the Meter Storage Load | -74.5632 | -106.3487 | -129.2197 | -167.8563 | -183.6091 | -191.1888 | -211.4691 | -228.9601 | -251.048 | -270.4993 | -290.8376 | -311.1137 | -330.0335 | -353.0722 | -372.3052 | -403.8749 | -441.4907 | -470.6843 | -506.4656 | -539.2409 | -574.388
Total |  | -212.6272 | -258.3571 | -344.9505 | -438.8082 | -513.1257 | -550.7304 | -574.657 | -594.9974 | -633.4293 | -657.5339 | -694.0555 | -730.3558 | -758.2417 | -780.3052 | -824.5226 | -1131.2333 | -1313.9943 | -1329.3229 | -1408.629 | -1422.5063 | -1880.2699
Region | Technology | 2022 | 2023 | 2024 | 2025 | 2026 | 2027 | 2028 | 2029 | 2030 | 2031 | 2032 | 2033 | 2034 | 2035 | 2036 | 2037 | 2038 | 2039 | 2040 | 2041 | 2042
TAS | Dispatchable Storage Load | -3.1017 | -1.6284 | -7.6144 | -14.1553 | -15.9613 | -10.5255 | -30.1038 | -39.1593 | -41.5876 | -45.7586 | -49.6911 | -659.3718 | -651.1836 | -600.8462 | -627.4548 | -593.1985 | -1136.8821 | -1021.713 | -1009.9439 | -1111.3962 | -1158.5385
TAS | Behind the Meter Storage Load | -11.3679 | -19.4435 | -21.9694 | -27.919 | -31.1145 | -32.9171 | -36.5802 | -39.7558 | -43.9258 | -47.4703 | -50.6952 | -54.1169 | -56.5843 | -60.5534 | -63.9039 | -69.4588 | -75.7702 | -80.7727 | -87.136 | -93.0138 | -98.4616
Total |  | -14.4695 | -21.0719 | -29.5838 | -42.0743 | -47.0758 | -43.4426 | -66.684 | -78.9151 | -85.5134 | -93.2289 | -100.3863 | -713.4887 | -707.7679 | -661.3996 | -691.3586 | -662.6572 | -1212.6523 | -1102.4857 | -1097.0798 | -1204.41 | -1257.0001

## StorageCapacity_1
Installed capacity of Storage (MW) - Step Change (Counterfactual)
Capacity calculated on 1 July. Years are financial year ending. Existing and new storages are grouped according to depth. For storage depth classifications, please refer to the 2020 ISP report.
Region | Technology | 2022 | 2023 | 2024 | 2025 | 2026 | 2027 | 2028 | 2029 | 2030 | 2031 | 2032 | 2033 | 2034 | 2035 | 2036 | 2037 | 2038 | 2039 | 2040 | 2041 | 2042
NEM | Shallow Storage | 871.8163 | 1015.1661 | 1626.8243 | 2535.332 | 2890.5565 | 4581.1238 | 4725.6751 | 4882.4881 | 5057.3344 | 5181.6367 | 5321.2606 | 5453.231 | 5533.5725 | 5639.9358 | 5813.6376 | 5998.8489 | 6183.1817 | 6381.4885 | 6590.7022 | 6757.0067 | 6927.2954
NEM | Medium Storage | 810 | 830 | 830 | 830 | 1383.5466 | 3192.8207 | 3331.8812 | 4568.7032 | 4749.5606 | 4749.5606 | 4749.5606 | 5044.8959 | 5168.2477 | 5347.9041 | 5347.9041 | 5490.0373 | 6137.1392 | 6137.1392 | 6137.1392 | 6137.1392 | 6137.1392
NEM | Deep Storage | 0 | 0 | 0 | 2040 | 2040 | 2561.6975 | 2561.6975 | 4545.7101 | 4545.7101 | 4545.7101 | 4545.7101 | 4545.7101 | 4545.7101 | 4545.7101 | 4545.7101 | 4545.7101 | 4545.7101 | 4545.7101 | 4545.7101 | 4545.7101 | 4545.7101
NEM | Behind the Meter Storage | 581.8163 | 1022.7382 | 1311.3654 | 1764.7932 | 1764.2315 | 1834.2078 | 1997.161 | 2177.4622 | 2380.6669 | 2578.7275 | 2775.2144 | 2975.2041 | 3187.8931 | 3425.1228 | 3694.4815 | 3988.3553 | 4296.4601 | 4634.2732 | 5000.7604 | 5340.5725 | 5701.7682
Total Storage Capacity |  | 2263.6326 | 2867.9043 | 3768.1897 | 7170.1252 | 8078.3346 | 12169.8498 | 12616.4149 | 16174.3636 | 16733.272 | 17055.6349 | 17391.7457 | 18019.0411 | 18435.4235 | 18958.6727 | 19401.7333 | 20022.9516 | 21162.4911 | 21698.6109 | 22274.3119 | 22780.4285 | 23311.9129
Region | Technology | 2022 | 2023 | 2024 | 2025 | 2026 | 2027 | 2028 | 2029 | 2030 | 2031 | 2032 | 2033 | 2034 | 2035 | 2036 | 2037 | 2038 | 2039 | 2040 | 2041 | 2042
NSW | Shallow Storage | 238.6368 | 301.4025 | 557.776 | 940.5464 | 1046.4881 | 1131.6328 | 1188.7962 | 1250.4624 | 1319.8306 | 1377.3486 | 1428.2776 | 1475.4886 | 1523.5169 | 1575.7778 | 1637.6748 | 1703.4713 | 1768.2815 | 1837.914 | 1910.547 | 1964.302 | 2018.5259
NSW | Medium Storage | 240 | 240 | 240 | 240 | 240 | 980.701 | 980.701 | 1306.3165 | 1487.174 | 1487.174 | 1487.174 | 1487.174 | 1487.174 | 1666.8303 | 1666.8303 | 1666.8303 | 1666.8303 | 1666.8303 | 1666.8303 | 1666.8303 | 1666.8303
NSW | Deep Storage | 0 | 0 | 0 | 2040 | 2040 | 2040 | 2040 | 2320.7499 | 2320.7499 | 2320.7499 | 2320.7499 | 2320.7499 | 2320.7499 | 2320.7499 | 2320.7499 | 2320.7499 | 2320.7499 | 2320.7499 | 2320.7499 | 2320.7499 | 2320.7499
NSW | Behind the Meter Storage | 238.6368 | 425.0831 | 547.1536 | 739.2537 | 738.2621 | 766.2068 | 832.0236 | 904.4885 | 986.46 | 1063.5721 | 1139.3008 | 1215.6623 | 1296.3788 | 1384.6847 | 1486.0242 | 1596.0763 | 1710.7098 | 1835.8993 | 1970.5156 | 2091.8752 | 2219.6334
Total Storage Capacity |  | 717.2736 | 966.4856 | 1344.9296 | 3959.8002 | 4064.7502 | 4918.5407 | 5041.5208 | 5782.0173 | 6114.2144 | 6248.8446 | 6375.5023 | 6499.0748 | 6627.8196 | 6948.0427 | 7111.2791 | 7287.1277 | 7466.5714 | 7661.3935 | 7868.6428 | 8043.7574 | 8225.7395
Region | Technology | 2022 | 2023 | 2024 | 2025 | 2026 | 2027 | 2028 | 2029 | 2030 | 2031 | 2032 | 2033 | 2034 | 2035 | 2036 | 2037 | 2038 | 2039 | 2040 | 2041 | 2042
QLD | Shallow Storage | 122.8742 | 156.1209 | 291.2087 | 496.955 | 656.5054 | 1337.5358 | 1373.4656 | 1412.3288 | 1455.7418 | 1494.6534 | 1530.0985 | 1564.9181 | 1600.562 | 1640.2749 | 1684.6302 | 1732.1927 | 1781.3769 | 1835.0969 | 1892.6969 | 1941.0438 | 1991.1377
QLD | Medium Storage | 570 | 590 | 590 | 590 | 774.6154 | 774.6154 | 913.6759 | 913.6759 | 913.6759 | 913.6759 | 913.6759 | 913.6759 | 913.6759 | 913.6759 | 913.6759 | 913.6759 | 913.6759 | 913.6759 | 913.6759 | 913.6759 | 913.6759
QLD | Deep Storage | 0 | 0 | 0 | 0 | 0 | 0 | 0 | 572.9602 | 572.9602 | 572.9602 | 572.9602 | 572.9602 | 572.9602 | 572.9602 | 572.9602 | 572.9602 | 572.9602 | 572.9602 | 572.9602 | 572.9602 | 572.9602
QLD | Behind the Meter Storage | 122.8742 | 220.1852 | 285.6629 | 390.5983 | 392.7691 | 410.8518 | 449.8378 | 493.0112 | 541.8788 | 589.8871 | 637.6304 | 687.2859 | 740.1445 | 799.2391 | 865.5615 | 938.3191 | 1016.4331 | 1103.1493 | 1198.4317 | 1288.9112 | 1385.9754
Total Storage Capacity |  | 815.7483 | 966.3061 | 1166.8716 | 1477.5533 | 1823.89 | 2523.0031 | 2736.9793 | 3391.9761 | 3484.2567 | 3571.1767 | 3654.365 | 3738.8402 | 3827.3427 | 3926.1501 | 4036.8278 | 4157.148 | 4284.4462 | 4424.8824 | 4577.7647 | 4716.5912 | 4863.7492
Region | Technology | 2022 | 2023 | 2024 | 2025 | 2026 | 2027 | 2028 | 2029 | 2030 | 2031 | 2032 | 2033 | 2034 | 2035 | 2036 | 2037 | 2038 | 2039 | 2040 | 2041 | 2042
VIC | Shallow Storage | 194.8804 | 227.3763 | 356.9816 | 554.8352 | 611.2954 | 787.831 | 821.1373 | 857.5786 | 897.9362 | 937.9703 | 974.6322 | 1008.0466 | 987.4 | 1007.3383 | 1052.6512 | 1101.5301 | 1150.1948 | 1202.3497 | 1257.2969 | 1302.7022 | 1349.8627
VIC | Medium Storage | 0 | 0 | 0 | 0 | 368.9312 | 1437.5042 | 1437.5042 | 2348.7107 | 2348.7107 | 2348.7107 | 2348.7107 | 2400 | 2400 | 2400 | 2400 | 2457.5311 | 3104.633 | 3104.633 | 3104.633 | 3104.633 | 3104.633
VIC | Deep Storage | 0 | 0 | 0 | 0 | 0 | 521.6975 | 521.6975 | 1200 | 1200 | 1200 | 1200 | 1200 | 1200 | 1200 | 1200 | 1200 | 1200 | 1200 | 1200 | 1200 | 1200
VIC | Behind the Meter Storage | 119.8804 | 214.9039 | 276.6114 | 377.1424 | 378.3383 | 394.8452 | 431.4558 | 472.2619 | 518.1548 | 566.2436 | 614.1771 | 661.9036 | 712.8322 | 771.2319 | 837.5096 | 910.5868 | 987.2959 | 1071.501 | 1163.0182 | 1249.2128 | 1341.7585
Total Storage Capacity |  | 314.7608 | 442.2802 | 633.593 | 931.9777 | 1358.565 | 3141.878 | 3211.7949 | 4878.5513 | 4964.8017 | 5052.9246 | 5137.52 | 5269.9502 | 5300.2322 | 5378.5702 | 5490.1608 | 5669.6479 | 6442.1237 | 6578.4836 | 6724.9481 | 6856.5479 | 6996.2542
Region | Technology | 2022 | 2023 | 2024 | 2025 | 2026 | 2027 | 2028 | 2029 | 2030 | 2031 | 2032 | 2033 | 2034 | 2035 | 2036 | 2037 | 2038 | 2039 | 2040 | 2041 | 2042
SA | Shallow Storage | 299.8669 | 312.0102 | 391.0562 | 495.0867 | 523.2595 | 1267.0613 | 1282.5687 | 1299.5443 | 1318.0599 | 1303.2246 | 1317.546 | 1331.8684 | 1346.9557 | 1338.7675 | 1357.8096 | 1377.4648 | 1395.908 | 1415.2936 | 1435.7581 | 1451.8332 | 1467.8792
SA | Medium Storage | 0 | 0 | 0 | 0 | 0 | 0 | 0 | 0 | 0 | 0 | 0 | 244.046 | 367.3978 | 367.3978 | 367.3978 | 452 | 452 | 452 | 452 | 452 | 452
SA | Deep Storage | 0 | 0 | 0 | 0 | 0 | 0 | 0 | 452 | 452 | 452 | 452 | 452 | 452 | 452 | 452 | 452 | 452 | 452 | 452 | 452 | 452
SA | Behind the Meter Storage | 84.8669 | 136.8184 | 172.7034 | 220.1435 | 217.4667 | 223.6678 | 242.0553 | 262.4394 | 285.0189 | 306.1763 | 327.7055 | 350.282 | 374.602 | 401.6219 | 432.0033 | 464.4908 | 497.4472 | 532.9888 | 571.4285 | 607.1398 | 644.5589
Total Storage Capacity |  | 384.7337 | 448.8286 | 563.7596 | 715.2302 | 740.7262 | 1490.7292 | 1524.624 | 2013.9837 | 2055.0788 | 2061.4009 | 2097.2515 | 2378.1964 | 2540.9555 | 2559.7872 | 2609.2108 | 2745.9557 | 2797.3552 | 2852.2824 | 2911.1866 | 2962.9731 | 3016.4381
Region | Technology | 2022 | 2023 | 2024 | 2025 | 2026 | 2027 | 2028 | 2029 | 2030 | 2031 | 2032 | 2033 | 2034 | 2035 | 2036 | 2037 | 2038 | 2039 | 2040 | 2041 | 2042
TAS | Shallow Storage | 15.5581 | 18.2562 | 29.8017 | 47.9086 | 53.0079 | 57.0628 | 59.7074 | 62.574 | 65.766 | 68.4398 | 70.7063 | 72.9092 | 75.1378 | 77.7772 | 80.8718 | 84.19 | 87.4204 | 90.8343 | 94.4033 | 97.1255 | 99.8899
TAS | Medium Storage | 0 | 0 | 0 | 0 | 0 | 0 | 0 | 0 | 0 | 0 | 0 | 0 | 0 | 0 | 0 | 0 | 0 | 0 | 0 | 0 | 0
TAS | Deep Storage | 0 | 0 | 0 | 0 | 0 | 0 | 0 | 0 | 0 | 0 | 0 | 0 | 0 | 0 | 0 | 0 | 0 | 0 | 0 | 0 | 0
TAS | Behind the Meter Storage | 15.5581 | 25.7476 | 29.2342 | 37.6553 | 37.3953 | 38.6361 | 41.7885 | 45.2612 | 49.1544 | 52.8484 | 56.4006 | 60.0703 | 63.9356 | 68.3453 | 73.383 | 78.8823 | 84.5742 | 90.7347 | 97.3664 | 103.4334 | 109.842
Total Storage Capacity |  | 31.1162 | 44.0038 | 59.0359 | 85.5639 | 90.4032 | 95.6989 | 101.4958 | 107.8352 | 114.9204 | 121.2882 | 127.1069 | 132.9795 | 139.0734 | 146.1225 | 154.2547 | 163.0722 | 171.9946 | 181.569 | 191.7697 | 200.559 | 209.7319

## StorageCapacity_2
Installed capacity of Storage (MW) - Step Change (DP7)
Capacity calculated on 1 July. Years are financial year ending. Existing and new storages are grouped according to depth. For storage depth classifications, please refer to the 2020 ISP report.
Region | Technology | 2022 | 2023 | 2024 | 2025 | 2026 | 2027 | 2028 | 2029 | 2030 | 2031 | 2032 | 2033 | 2034 | 2035 | 2036 | 2037 | 2038 | 2039 | 2040 | 2041 | 2042
NEM | Shallow Storage | 871.8163 | 1015.1661 | 1626.8243 | 2535.332 | 2790.8022 | 3105.384 | 3249.9353 | 3406.7483 | 3581.5945 | 3705.8969 | 3845.5208 | 3977.4912 | 4057.8327 | 4164.196 | 4337.8978 | 4523.1091 | 4707.4419 | 4905.7487 | 5114.9624 | 5281.2669 | 6935.4011
NEM | Medium Storage | 810 | 830 | 830 | 830 | 830 | 855.5656 | 1147.0724 | 2015.1252 | 2015.1252 | 2292.1908 | 2363.4886 | 2963.0053 | 3227.5 | 3326.0556 | 3725.3897 | 4508.9306 | 4644.5239 | 4644.5239 | 4644.5239 | 4879.8707 | 4879.8707
NEM | Deep Storage | 0 | 0 | 0 | 2040 | 2040 | 2040 | 2040 | 2040 | 2040 | 2040 | 2040 | 2337.4219 | 2337.4219 | 2337.4219 | 3698.0846 | 3698.0846 | 4534.736 | 4534.736 | 4534.736 | 4609.2191 | 4609.2191
NEM | Behind the Meter Storage | 581.8163 | 1022.7382 | 1311.3654 | 1764.7932 | 1764.2315 | 1834.2078 | 1997.161 | 2177.4622 | 2380.6669 | 2578.7275 | 2775.2144 | 2975.2041 | 3187.8931 | 3425.1228 | 3694.4815 | 3988.3553 | 4296.4601 | 4634.2732 | 5000.7604 | 5340.5725 | 5701.7682
Total Storage Capacity |  | 2263.6326 | 2867.9043 | 3768.1897 | 7170.1252 | 7425.0337 | 7835.1573 | 8434.1687 | 9639.3357 | 10017.3866 | 10616.8151 | 11024.2237 | 12253.1226 | 12810.6477 | 13252.7962 | 15455.8536 | 16718.4796 | 18183.1619 | 18719.2817 | 19294.9827 | 20110.9292 | 22126.2591
Region | Technology | 2022 | 2023 | 2024 | 2025 | 2026 | 2027 | 2028 | 2029 | 2030 | 2031 | 2032 | 2033 | 2034 | 2035 | 2036 | 2037 | 2038 | 2039 | 2040 | 2041 | 2042
NSW | Shallow Storage | 238.6368 | 301.4025 | 557.776 | 940.5464 | 1046.4881 | 1131.6328 | 1188.7962 | 1250.4624 | 1319.8306 | 1377.3486 | 1428.2776 | 1475.4886 | 1523.5169 | 1575.7778 | 1637.6748 | 1703.4713 | 1768.2815 | 1837.914 | 1910.547 | 1964.302 | 2018.5259
NSW | Medium Storage | 240 | 240 | 240 | 240 | 240 | 240 | 240 | 240 | 240 | 240 | 311.2978 | 667.1634 | 667.1634 | 667.1634 | 960.781 | 960.781 | 960.781 | 960.781 | 960.781 | 1152.3279 | 1152.3279
NSW | Deep Storage | 0 | 0 | 0 | 2040 | 2040 | 2040 | 2040 | 2040 | 2040 | 2040 | 2040 | 2040 | 2040 | 2040 | 2861.042 | 2861.042 | 3236.849 | 3236.849 | 3236.849 | 3236.849 | 3236.849
NSW | Behind the Meter Storage | 238.6368 | 425.0831 | 547.1536 | 739.2537 | 738.2621 | 766.2068 | 832.0236 | 904.4885 | 986.46 | 1063.5721 | 1139.3008 | 1215.6623 | 1296.3788 | 1384.6847 | 1486.0242 | 1596.0763 | 1710.7098 | 1835.8993 | 1970.5156 | 2091.8752 | 2219.6334
Total Storage Capacity |  | 717.2736 | 966.4856 | 1344.9296 | 3959.8002 | 4064.7502 | 4177.8397 | 4300.8198 | 4434.9509 | 4586.2905 | 4720.9207 | 4918.8762 | 5398.3143 | 5527.0591 | 5667.6259 | 6945.5219 | 7121.3705 | 7676.6212 | 7871.4433 | 8078.6926 | 8445.3541 | 8627.3362
Region | Technology | 2022 | 2023 | 2024 | 2025 | 2026 | 2027 | 2028 | 2029 | 2030 | 2031 | 2032 | 2033 | 2034 | 2035 | 2036 | 2037 | 2038 | 2039 | 2040 | 2041 | 2042
QLD | Shallow Storage | 122.8742 | 156.1209 | 291.2087 | 496.955 | 556.7512 | 713.1887 | 749.1185 | 787.9817 | 831.3946 | 870.3063 | 905.7513 | 940.571 | 976.2149 | 1015.9277 | 1060.283 | 1107.8456 | 1157.0298 | 1210.7498 | 1268.3497 | 1316.6967 | 2002.299
QLD | Medium Storage | 570 | 590 | 590 | 590 | 590 | 615.5656 | 751.1655 | 1619.2184 | 1619.2184 | 1896.284 | 1896.284 | 2139.9351 | 2404.4298 | 2502.9854 | 2502.9854 | 2502.9854 | 2502.9854 | 2502.9854 | 2502.9854 | 2527.1158 | 2527.1158
QLD | Deep Storage | 0 | 0 | 0 | 0 | 0 | 0 | 0 | 0 | 0 | 0 | 0 | 97.5301 | 97.5301 | 97.5301 | 637.1508 | 637.1508 | 926.887 | 926.887 | 926.887 | 1001.3701 | 1001.3701
QLD | Behind the Meter Storage | 122.8742 | 220.1852 | 285.6629 | 390.5983 | 392.7691 | 410.8518 | 449.8378 | 493.0112 | 541.8788 | 589.8871 | 637.6304 | 687.2859 | 740.1445 | 799.2391 | 865.5615 | 938.3191 | 1016.4331 | 1103.1493 | 1198.4317 | 1288.9112 | 1385.9754
Total Storage Capacity |  | 815.7483 | 966.3061 | 1166.8716 | 1477.5533 | 1539.5203 | 1739.6061 | 1950.1217 | 2900.2112 | 2992.4917 | 3356.4773 | 3439.6657 | 3865.3221 | 4218.3193 | 4415.6823 | 5065.9807 | 5186.3009 | 5603.3352 | 5743.7714 | 5896.6538 | 6134.0939 | 6916.7604
Region | Technology | 2022 | 2023 | 2024 | 2025 | 2026 | 2027 | 2028 | 2029 | 2030 | 2031 | 2032 | 2033 | 2034 | 2035 | 2036 | 2037 | 2038 | 2039 | 2040 | 2041 | 2042
VIC | Shallow Storage | 194.8804 | 227.3763 | 356.9816 | 554.8352 | 611.2954 | 658.1582 | 691.4645 | 727.9058 | 768.2634 | 808.2975 | 844.9594 | 878.3738 | 857.7273 | 877.6656 | 922.9784 | 971.8573 | 1020.5221 | 1072.6769 | 1127.6241 | 1173.0294 | 1220.1899
VIC | Medium Storage | 0 | 0 | 0 | 0 | 0 | 0 | 155.9068 | 155.9068 | 155.9068 | 155.9068 | 155.9068 | 155.9068 | 155.9068 | 155.9068 | 261.6233 | 832.7296 | 832.7296 | 832.7296 | 832.7296 | 852.399 | 852.399
VIC | Deep Storage | 0 | 0 | 0 | 0 | 0 | 0 | 0 | 0 | 0 | 0 | 0 | 0 | 0 | 0 | 0 | 0 | 0 | 0 | 0 | 0 | 0
VIC | Behind the Meter Storage | 119.8804 | 214.9039 | 276.6114 | 377.1424 | 378.3383 | 394.8452 | 431.4558 | 472.2619 | 518.1548 | 566.2436 | 614.1771 | 661.9036 | 712.8322 | 771.2319 | 837.5096 | 910.5868 | 987.2959 | 1071.501 | 1163.0182 | 1249.2128 | 1341.7585
Total Storage Capacity |  | 314.7608 | 442.2802 | 633.593 | 931.9777 | 989.6338 | 1053.0034 | 1278.8272 | 1356.0746 | 1442.325 | 1530.4479 | 1615.0433 | 1696.1843 | 1726.4663 | 1804.8043 | 2022.1113 | 2715.1737 | 2840.5476 | 2976.9075 | 3123.372 | 3274.6412 | 3414.3474
Region | Technology | 2022 | 2023 | 2024 | 2025 | 2026 | 2027 | 2028 | 2029 | 2030 | 2031 | 2032 | 2033 | 2034 | 2035 | 2036 | 2037 | 2038 | 2039 | 2040 | 2041 | 2042
SA | Shallow Storage | 299.8669 | 312.0102 | 391.0562 | 495.0867 | 523.2595 | 545.3414 | 560.8488 | 577.8245 | 596.34 | 581.5048 | 595.8261 | 610.1486 | 625.2359 | 617.0476 | 636.0898 | 655.745 | 674.1882 | 693.5737 | 714.0382 | 730.1133 | 1594.4963
SA | Medium Storage | 0 | 0 | 0 | 0 | 0 | 0 | 0 | 0 | 0 | 0 | 0 | 0 | 0 | 0 | 0 | 212.4346 | 348.028 | 348.028 | 348.028 | 348.028 | 348.028
SA | Deep Storage | 0 | 0 | 0 | 0 | 0 | 0 | 0 | 0 | 0 | 0 | 0 | 0 | 0 | 0 | 0 | 0 | 0 | 0 | 0 | 0 | 0
SA | Behind the Meter Storage | 84.8669 | 136.8184 | 172.7034 | 220.1435 | 217.4667 | 223.6678 | 242.0553 | 262.4394 | 285.0189 | 306.1763 | 327.7055 | 350.282 | 374.602 | 401.6219 | 432.0033 | 464.4908 | 497.4472 | 532.9888 | 571.4285 | 607.1398 | 644.5589
Total Storage Capacity |  | 384.7337 | 448.8286 | 563.7596 | 715.2302 | 740.7262 | 769.0093 | 802.9041 | 840.2638 | 881.359 | 887.681 | 923.5316 | 960.4306 | 999.8378 | 1018.6695 | 1068.0931 | 1332.6705 | 1519.6634 | 1574.5905 | 1633.4947 | 1685.2812 | 2587.0832
Region | Technology | 2022 | 2023 | 2024 | 2025 | 2026 | 2027 | 2028 | 2029 | 2030 | 2031 | 2032 | 2033 | 2034 | 2035 | 2036 | 2037 | 2038 | 2039 | 2040 | 2041 | 2042
TAS | Shallow Storage | 15.5581 | 18.2562 | 29.8017 | 47.9086 | 53.0079 | 57.0628 | 59.7074 | 62.574 | 65.766 | 68.4398 | 70.7063 | 72.9092 | 75.1378 | 77.7772 | 80.8718 | 84.19 | 87.4204 | 90.8343 | 94.4033 | 97.1255 | 99.8899
TAS | Medium Storage | 0 | 0 | 0 | 0 | 0 | 0 | 0 | 0 | 0 | 0 | 0 | 0 | 0 | 0 | 0 | 0 | 0 | 0 | 0 | 0 | 0
TAS | Deep Storage | 0 | 0 | 0 | 0 | 0 | 0 | 0 | 0 | 0 | 0 | 0 | 199.8918 | 199.8918 | 199.8918 | 199.8918 | 199.8918 | 371 | 371 | 371 | 371 | 371
TAS | Behind the Meter Storage | 15.5581 | 25.7476 | 29.2342 | 37.6553 | 37.3953 | 38.6361 | 41.7885 | 45.2612 | 49.1544 | 52.8484 | 56.4006 | 60.0703 | 63.9356 | 68.3453 | 73.383 | 78.8823 | 84.5742 | 90.7347 | 97.3664 | 103.4334 | 109.842
Total Storage Capacity |  | 31.1162 | 44.0038 | 59.0359 | 85.5639 | 90.4032 | 95.6989 | 101.4958 | 107.8352 | 114.9204 | 121.2882 | 127.1069 | 332.8712 | 338.9652 | 346.0143 | 354.1465 | 362.964 | 542.9946 | 552.569 | 562.7697 | 571.559 | 580.7319

## StorageGeneration_1
Generation by Storage (GWh) - Step Change (Counterfactual)
Capacity calculated on 1 July. Years are financial year ending. Existing and new storages are group according to depth. For storage depth classifications, please refer to the 2020 ISP report.
Region | Technology | 2022 | 2023 | 2024 | 2025 | 2026 | 2027 | 2028 | 2029 | 2030 | 2031 | 2032 | 2033 | 2034 | 2035 | 2036 | 2037 | 2038 | 2039 | 2040 | 2041 | 2042
NEM | Shallow Storage | 328.6251 | 458.0596 | 595.117 | 1252.4701 | 1594.1774 | 2622.8451 | 2712.8502 | 2162.9338 | 2291.1511 | 2425.844 | 2391.9587 | 2326.667 | 2128.5887 | 2134.5472 | 2293.0537 | 2379.1332 | 2362.0927 | 2114.1179 | 2094.5338 | 2179.1703 | 2169.7917
NEM | Medium Storage | 181.6263 | 310.2097 | 288.5813 | 357.5062 | 1273.4729 | 4485.7905 | 4890.1439 | 4445.0784 | 4587.2943 | 4812.8328 | 4557.2785 | 4674.9775 | 4364.6677 | 4207.7438 | 4328.6925 | 4518.2879 | 4624.5927 | 4228.7912 | 3957.0159 | 3908.4182 | 3733.2724
NEM | Deep Storage | 0 | 0 | 0 | 220.091 | 1006.5269 | 3232.092 | 3926.5224 | 5293.7268 | 4823.5219 | 4920.1336 | 4246.2741 | 4093.9379 | 3866.6069 | 3929.8897 | 4293.8942 | 4244.8479 | 3827.5658 | 3972.3198 | 3491.1201 | 3459.4444 | 3073.9725
NEM | Behind the Meter Storage | 367.965 | 637.2072 | 810.5549 | 1092.5123 | 1246.5347 | 1315.7584 | 1442.2905 | 1576.892 | 1723.4671 | 1882.8575 | 2043.7469 | 2194.0581 | 2342.1717 | 2506.9773 | 2680.3314 | 2925.0385 | 3165.2927 | 3408.0197 | 3651.2435 | 3935.9847 | 4226.0741
Total Storage Generation |  | 878.2164 | 1405.4765 | 1694.2532 | 2922.5795 | 5120.7119 | 11656.4859 | 12971.8069 | 13478.6311 | 13425.4344 | 14041.6679 | 13239.2581 | 13289.6405 | 12702.035 | 12779.158 | 13595.9719 | 14067.3076 | 13979.5439 | 13723.2485 | 13193.9133 | 13483.0177 | 13203.1107
Region | Technology | 2022 | 2023 | 2024 | 2025 | 2026 | 2027 | 2028 | 2029 | 2030 | 2031 | 2032 | 2033 | 2034 | 2035 | 2036 | 2037 | 2038 | 2039 | 2040 | 2041 | 2042
NSW | Shallow Storage | 87.1046 | 152.1226 | 140.4762 | 421.9228 | 525.3545 | 756.2443 | 790.6144 | 595.7696 | 594.7447 | 663.9692 | 634.6849 | 596.3366 | 552.5985 | 550.674 | 652.311 | 713.9333 | 612.5961 | 621.5507 | 545.4547 | 595.1008 | 647.3893
NSW | Medium Storage | 49.2866 | 72.3269 | 57.5594 | 110.2969 | 78.8613 | 1265.3171 | 1281.1785 | 1086.8186 | 1144.8822 | 1199.5756 | 1161.0234 | 1026.3673 | 789.1643 | 831.8989 | 1052.087 | 1120.3991 | 933.4391 | 892.1997 | 662.593 | 670.8586 | 710.8185
NSW | Deep Storage | 0 | 0 | 0 | 220.091 | 1006.5269 | 2074.7505 | 2766.8082 | 1578.9371 | 1060.4116 | 1052.6296 | 689.2518 | 551.5797 | 498.3904 | 575.288 | 910.246 | 837.7784 | 564.8536 | 830.9308 | 498.9365 | 528.754 | 325.9458
NSW | Behind the Meter Storage | 145.2536 | 259.9163 | 334.3237 | 451.02 | 519.8092 | 547.7888 | 594.7042 | 648.7521 | 708.0671 | 769.4182 | 832.7018 | 888.4637 | 946.442 | 1005.7259 | 1075.8216 | 1168.1863 | 1249.8352 | 1339.7069 | 1430.0345 | 1529.5669 | 1635.6279
Total Storage Generation |  | 281.6448 | 484.3658 | 532.3593 | 1203.3307 | 2130.5519 | 4644.1007 | 5433.3052 | 3910.2774 | 3508.1057 | 3685.5926 | 3317.6619 | 3062.7473 | 2786.5953 | 2963.5868 | 3690.4656 | 3840.2971 | 3360.724 | 3684.388 | 3137.0188 | 3324.2803 | 3319.7814
Region | Technology | 2022 | 2023 | 2024 | 2025 | 2026 | 2027 | 2028 | 2029 | 2030 | 2031 | 2032 | 2033 | 2034 | 2035 | 2036 | 2037 | 2038 | 2039 | 2040 | 2041 | 2042
QLD | Shallow Storage | 68.8862 | 97.0365 | 156.5382 | 310.2183 | 417.0843 | 787.3514 | 816.4707 | 633.373 | 692.3243 | 739.9138 | 730.8355 | 707.6092 | 589.8647 | 585.8848 | 643.8018 | 650.3716 | 602.9097 | 450.9031 | 442.2053 | 470.0396 | 433.0877
QLD | Medium Storage | 132.3397 | 237.8828 | 231.0219 | 247.2093 | 497.315 | 543.3013 | 823.6764 | 428.6531 | 453.0666 | 474.6582 | 429.0862 | 389.7655 | 285.4848 | 286.2427 | 282.5103 | 287.9585 | 234.1299 | 178.3583 | 142.6973 | 133.371 | 117.5415
QLD | Deep Storage | 0 | 0 | 0 | 0 | 0 | 0 | 0 | 841.5215 | 847.3286 | 878.9005 | 817.5637 | 751.9707 | 596.5649 | 617.9654 | 607.6525 | 623.8827 | 541.5891 | 467.4485 | 374.5387 | 353.6421 | 315.5836
QLD | Behind the Meter Storage | 81.8411 | 147.2348 | 190.9293 | 260.7032 | 301.4224 | 319.8743 | 349.8917 | 384.3158 | 417.5251 | 461.8633 | 504.7895 | 543.7569 | 585.2637 | 630.093 | 678.0224 | 743.475 | 803.0757 | 870.059 | 928.5396 | 1016.6092 | 1102.2534
Total Storage Generation |  | 283.0671 | 482.1541 | 578.4894 | 818.1309 | 1215.8218 | 1650.527 | 1990.0388 | 2287.8633 | 2410.2447 | 2555.3358 | 2482.2749 | 2393.1022 | 2057.1781 | 2120.1858 | 2211.987 | 2305.6878 | 2181.7044 | 1966.7689 | 1887.9808 | 1973.6619 | 1968.4662
Region | Technology | 2022 | 2023 | 2024 | 2025 | 2026 | 2027 | 2028 | 2029 | 2030 | 2031 | 2032 | 2033 | 2034 | 2035 | 2036 | 2037 | 2038 | 2039 | 2040 | 2041 | 2042
VIC | Shallow Storage | 66.0166 | 87.055 | 129.2314 | 281.4799 | 375.5979 | 487.4905 | 481.7888 | 438.3175 | 478.2599 | 501.2805 | 508.9125 | 529.7348 | 510.1644 | 533.5238 | 538.7685 | 554.4013 | 602.3225 | 548.097 | 592.0403 | 599.7873 | 600.6856
VIC | Medium Storage | 0 | 0 | 0 | 0 | 697.2966 | 2677.1721 | 2785.2889 | 2929.6068 | 2989.3454 | 3138.599 | 2967.1689 | 3018.8815 | 2975.0335 | 2781.4323 | 2678.3382 | 2729.7924 | 3035.8353 | 2789.4643 | 2768.1244 | 2727.6869 | 2538.1529
VIC | Deep Storage | 0 | 0 | 0 | 0 | 0 | 1157.3415 | 1159.7142 | 2182.0815 | 2193.9385 | 2263.6947 | 2083.4359 | 2177.9676 | 2207.239 | 2168.9074 | 2232.3691 | 2238.1448 | 2138.7683 | 2139.6524 | 2035.2036 | 2015.6352 | 1895.0905
VIC | Behind the Meter Storage | 67.7869 | 123.0628 | 156.6383 | 214.3069 | 242.6799 | 257.5171 | 286.743 | 315.1912 | 346.9324 | 381.1428 | 415.8022 | 451.2382 | 481.5328 | 519.4667 | 555.5065 | 610.8708 | 672.4945 | 729.0715 | 787.6799 | 852.0774 | 915.9755
Total Storage Generation |  | 133.8035 | 210.1178 | 285.8697 | 495.7868 | 1315.5744 | 4579.5211 | 4713.5349 | 5865.1971 | 6008.4762 | 6284.7169 | 5975.3195 | 6177.8221 | 6173.9698 | 6003.3302 | 6004.9824 | 6133.2092 | 6449.4206 | 6206.2852 | 6183.0481 | 6195.1869 | 5949.9044
Region | Technology | 2022 | 2023 | 2024 | 2025 | 2026 | 2027 | 2028 | 2029 | 2030 | 2031 | 2032 | 2033 | 2034 | 2035 | 2036 | 2037 | 2038 | 2039 | 2040 | 2041 | 2042
SA | Shallow Storage | 103.3224 | 117.0794 | 162.1173 | 226.7653 | 261.4295 | 577.8206 | 605.0985 | 480.9568 | 508.7831 | 502.6155 | 498.2039 | 471.607 | 458.4292 | 444.1153 | 437.5574 | 438.9611 | 522.2482 | 473.0882 | 495.7771 | 499.3425 | 473.3133
SA | Medium Storage | 0 | 0 | 0 | 0 | 0 | 0 | 0 | 0 | 0 | 0 | 0 | 239.9632 | 314.985 | 308.1699 | 315.7571 | 380.138 | 421.1884 | 368.7689 | 383.6012 | 376.5016 | 366.7595
SA | Deep Storage | 0 | 0 | 0 | 0 | 0 | 0 | 0 | 691.1867 | 721.8432 | 724.9088 | 656.0225 | 612.4199 | 564.4126 | 567.7289 | 543.6266 | 545.042 | 582.3547 | 534.2881 | 582.4413 | 561.4131 | 537.3527
SA | Behind the Meter Storage | 63.4058 | 90.4461 | 109.9468 | 142.7194 | 156.133 | 162.5527 | 179.8249 | 194.8042 | 213.5609 | 230.0311 | 247.3109 | 264.5534 | 280.7483 | 300.1649 | 316.5848 | 343.3783 | 375.4178 | 400.455 | 430.8363 | 458.5665 | 488.4242
Total Storage Generation |  | 166.7282 | 207.5255 | 272.0641 | 369.4847 | 417.5625 | 740.3733 | 784.9234 | 1366.9476 | 1444.1872 | 1457.5553 | 1401.5373 | 1588.5435 | 1618.5752 | 1620.1789 | 1613.5259 | 1707.5193 | 1901.2092 | 1776.6002 | 1892.6559 | 1895.8237 | 1865.8497
Region | Technology | 2022 | 2023 | 2024 | 2025 | 2026 | 2027 | 2028 | 2029 | 2030 | 2031 | 2032 | 2033 | 2034 | 2035 | 2036 | 2037 | 2038 | 2039 | 2040 | 2041 | 2042
TAS | Shallow Storage | 3.2953 | 4.7661 | 6.7538 | 12.0838 | 14.7112 | 13.9383 | 18.8779 | 14.517 | 17.0391 | 18.0651 | 19.3219 | 21.3794 | 17.5319 | 20.3494 | 20.6149 | 21.4659 | 22.0162 | 20.4789 | 19.0564 | 14.9002 | 15.3158
TAS | Medium Storage | 0 | 0 | 0 | 0 | 0 | 0 | 0 | 0 | 0 | 0 | 0 | 0 | 0 | 0 | 0 | 0 | 0 | 0 | 0 | 0 | 0
TAS | Deep Storage | 0 | 0 | 0 | 0 | 0 | 0 | 0 | 0 | 0 | 0 | 0 | 0 | 0 | 0 | 0 | 0 | 0 | 0 | 0 | 0 | 0
TAS | Behind the Meter Storage | 9.6776 | 16.5472 | 18.7168 | 23.7627 | 26.4901 | 28.0254 | 31.1267 | 33.8288 | 37.3816 | 40.4021 | 43.1426 | 46.0459 | 48.1849 | 51.5268 | 54.3961 | 59.1282 | 64.4695 | 68.7273 | 74.1532 | 79.1647 | 83.7932
Total Storage Generation |  | 12.9729 | 21.3133 | 25.4707 | 35.8465 | 41.2013 | 41.9637 | 50.0046 | 48.3457 | 54.4207 | 58.4672 | 62.4644 | 67.4253 | 65.7167 | 71.8763 | 75.011 | 80.5941 | 86.4857 | 89.2062 | 93.2096 | 94.0649 | 99.109

## StorageGeneration_2
Generation by Storage (GWh) - Step Change (DP7)
Capacity calculated on 1 July. Years are financial year ending. Existing and new storages are group according to depth. For storage depth classifications, please refer to the 2020 ISP report.
Region | Technology | 2022 | 2023 | 2024 | 2025 | 2026 | 2027 | 2028 | 2029 | 2030 | 2031 | 2032 | 2033 | 2034 | 2035 | 2036 | 2037 | 2038 | 2039 | 2040 | 2041 | 2042
NEM | Shallow Storage | 415.6827 | 510.0513 | 807.9111 | 1431.9992 | 1873.2901 | 2099.0865 | 2149.0479 | 2240.7495 | 2363.9524 | 2470.9218 | 2510.8881 | 2638.1327 | 2617.6003 | 2705.7698 | 2952.0381 | 3045.1955 | 3122.8761 | 3167.1827 | 3334.6997 | 3432.8232 | 4227.1566
NEM | Medium Storage | 9.2925 | 75.8454 | 110.644 | 199.5328 | 529.7111 | 645.4883 | 1590.8005 | 2642.2276 | 3091.6489 | 3827.2049 | 4008.0457 | 5581.1844 | 6014.7811 | 6094.2538 | 7161.7834 | 8604.336 | 8651.7014 | 7964.497 | 8214.9659 | 8929.4562 | 9236.0111
NEM | Deep Storage | 0 | 0 | 0 | 155.7236 | 3207.5011 | 3361.1738 | 3451.5854 | 2863.3949 | 3118.1845 | 3288.0617 | 3090.9763 | 3850.9164 | 3825.0962 | 3887.606 | 7672.2456 | 7616.507 | 9618.1264 | 9581.0288 | 9261.1055 | 9871.2682 | 10401.3171
NEM | Behind the Meter Storage | 367.965 | 637.2072 | 810.5549 | 1092.5123 | 1246.5347 | 1315.7584 | 1442.2905 | 1576.892 | 1723.4671 | 1882.8575 | 2043.7469 | 2194.0581 | 2342.1717 | 2506.9773 | 2680.3314 | 2925.0385 | 3165.2927 | 3408.0197 | 3651.2435 | 3935.9847 | 4226.0741
Total Storage Generation |  | 792.9401 | 1223.1039 | 1729.11 | 2879.7679 | 6857.037 | 7421.507 | 8633.7242 | 9323.2639 | 10297.253 | 11469.0459 | 11653.6571 | 14264.2915 | 14799.6493 | 15194.6069 | 20466.3985 | 22191.077 | 24557.9966 | 24120.7282 | 24462.0145 | 26169.5324 | 28090.5589
Region | Technology | 2022 | 2023 | 2024 | 2025 | 2026 | 2027 | 2028 | 2029 | 2030 | 2031 | 2032 | 2033 | 2034 | 2035 | 2036 | 2037 | 2038 | 2039 | 2040 | 2041 | 2042
NSW | Shallow Storage | 118.3149 | 168.0468 | 241.9265 | 510.9511 | 742.5707 | 820.0707 | 831.56 | 866.55 | 918.6616 | 966.5225 | 965.4179 | 1012.8625 | 1027.5197 | 1063.02 | 1134.151 | 1183.2131 | 1219.575 | 1220.5187 | 1290.8897 | 1348.6028 | 1367.5704
NSW | Medium Storage | 3.9347 | 20.8704 | 16.2257 | 37.5433 | 87.9142 | 173.2151 | 352.0495 | 102.5022 | 223.5654 | 345.1031 | 542.2545 | 1431.5879 | 1361.7428 | 1327.8814 | 2049.2497 | 2022.7295 | 2076.7004 | 1906.7584 | 1915.5274 | 2481.6393 | 2617.8064
NSW | Deep Storage | 0 | 0 | 0 | 155.7236 | 3207.5011 | 3361.1738 | 3451.5854 | 2863.3949 | 3118.1845 | 3288.0617 | 3090.9763 | 3102.5289 | 3069.186 | 3178.4739 | 5510.4648 | 5490.4727 | 6305.746 | 6463.5162 | 6065.6654 | 6307.1908 | 6729.8612
NSW | Behind the Meter Storage | 145.2536 | 259.9163 | 334.3237 | 451.02 | 519.8092 | 547.7888 | 594.7042 | 648.7521 | 708.0671 | 769.4182 | 832.7018 | 888.4637 | 946.442 | 1005.7259 | 1075.8216 | 1168.1863 | 1249.8352 | 1339.7069 | 1430.0345 | 1529.5669 | 1635.6279
Total Storage Generation |  | 267.5032 | 448.8336 | 592.4758 | 1155.238 | 4557.7953 | 4902.2484 | 5229.899 | 4481.199 | 4968.4786 | 5369.1055 | 5431.3505 | 6435.4429 | 6404.8906 | 6575.1012 | 9769.6871 | 9864.6015 | 10851.8566 | 10930.5001 | 10702.1169 | 11666.9999 | 12350.8659
Region | Technology | 2022 | 2023 | 2024 | 2025 | 2026 | 2027 | 2028 | 2029 | 2030 | 2031 | 2032 | 2033 | 2034 | 2035 | 2036 | 2037 | 2038 | 2039 | 2040 | 2041 | 2042
QLD | Shallow Storage | 78.8179 | 98.7293 | 186.7614 | 341.0276 | 401.9925 | 497.4177 | 515.0906 | 540.99 | 565.9393 | 595.9831 | 618.131 | 642.4843 | 665.2117 | 688.7655 | 732.6655 | 758.6628 | 787.6191 | 801.2161 | 855.2057 | 886.1373 | 1241.6628
QLD | Medium Storage | 5.3578 | 54.9749 | 94.4183 | 161.9895 | 441.7969 | 472.2732 | 830.8273 | 2196.256 | 2502.0663 | 3103.1214 | 3120.6447 | 3809.3721 | 4344.4313 | 4452.989 | 4458.6062 | 4440.2362 | 4432.7789 | 3883.5832 | 4191.5178 | 4398.7051 | 4502.5844
QLD | Deep Storage | 0 | 0 | 0 | 0 | 0 | 0 | 0 | 0 | 0 | 0 | 0 | 270.3763 | 266.6539 | 263.0157 | 1704.397 | 1702.5581 | 2455.6914 | 2322.5528 | 2445.3386 | 2704.1905 | 2791.5636
QLD | Behind the Meter Storage | 81.8411 | 147.2348 | 190.9293 | 260.7032 | 301.4224 | 319.8743 | 349.8917 | 384.3158 | 417.5251 | 461.8633 | 504.7895 | 543.7569 | 585.2637 | 630.093 | 678.0224 | 743.475 | 803.0757 | 870.059 | 928.5396 | 1016.6092 | 1102.2534
Total Storage Generation |  | 166.0168 | 300.9391 | 472.1091 | 763.7204 | 1145.2118 | 1289.5653 | 1695.8096 | 3121.5618 | 3485.5306 | 4160.9677 | 4243.5652 | 5265.9896 | 5861.5606 | 6034.8631 | 7573.6911 | 7644.9321 | 8479.165 | 7877.4111 | 8420.6017 | 9005.6421 | 9638.0641
Region | Technology | 2022 | 2023 | 2024 | 2025 | 2026 | 2027 | 2028 | 2029 | 2030 | 2031 | 2032 | 2033 | 2034 | 2035 | 2036 | 2037 | 2038 | 2039 | 2040 | 2041 | 2042
VIC | Shallow Storage | 101.1534 | 115.3023 | 191.9309 | 339.8815 | 437.5429 | 469.7972 | 470.6122 | 491.3293 | 522.5434 | 541.9488 | 545.7827 | 585.569 | 521.7503 | 553.9143 | 655.8844 | 664.1648 | 670.1362 | 702.6422 | 724.4969 | 724.6874 | 779.0342
VIC | Medium Storage | 0 | 0 | 0 | 0 | 0 | 0 | 407.9237 | 343.4695 | 366.0173 | 378.9805 | 345.1466 | 340.2244 | 308.607 | 313.3834 | 653.9275 | 1932.8283 | 1815.5069 | 1861.8189 | 1781.2289 | 1739.0919 | 1829.2613
VIC | Deep Storage | 0 | 0 | 0 | 0 | 0 | 0 | 0 | 0 | 0 | 0 | 0 | 0 | 0 | 0 | 0 | 0 | 0 | 0 | 0 | 0 | 0
VIC | Behind the Meter Storage | 67.7869 | 123.0628 | 156.6383 | 214.3069 | 242.6799 | 257.5171 | 286.743 | 315.1912 | 346.9324 | 381.1428 | 415.8022 | 451.2382 | 481.5328 | 519.4667 | 555.5065 | 610.8708 | 672.4945 | 729.0715 | 787.6799 | 852.0774 | 915.9755
Total Storage Generation |  | 168.9403 | 238.3651 | 348.5692 | 554.1884 | 680.2229 | 727.3143 | 1165.2789 | 1149.99 | 1235.4931 | 1302.0721 | 1306.7315 | 1377.0317 | 1311.8902 | 1386.7644 | 1865.3185 | 3207.8638 | 3158.1376 | 3293.5326 | 3293.4058 | 3315.8567 | 3524.271
Region | Technology | 2022 | 2023 | 2024 | 2025 | 2026 | 2027 | 2028 | 2029 | 2030 | 2031 | 2032 | 2033 | 2034 | 2035 | 2036 | 2037 | 2038 | 2039 | 2040 | 2041 | 2042
SA | Shallow Storage | 114.7896 | 126.5622 | 180.8194 | 228.202 | 277.525 | 302.9636 | 306.0855 | 308.5916 | 321.5826 | 327.4428 | 339.4357 | 354.8483 | 361.609 | 360.8467 | 381.9663 | 395.2325 | 396.982 | 401.0771 | 421.481 | 423.4882 | 789.0129
SA | Medium Storage | 0 | 0 | 0 | 0 | 0 | 0 | 0 | 0 | 0 | 0 | 0 | 0 | 0 | 0 | 0 | 208.5421 | 326.7151 | 312.3366 | 326.6918 | 310.0199 | 286.359
SA | Deep Storage | 0 | 0 | 0 | 0 | 0 | 0 | 0 | 0 | 0 | 0 | 0 | 0 | 0 | 0 | 0 | 0 | 0 | 0 | 0 | 0 | 0
SA | Behind the Meter Storage | 63.4058 | 90.4461 | 109.9468 | 142.7194 | 156.133 | 162.5527 | 179.8249 | 194.8042 | 213.5609 | 230.0311 | 247.3109 | 264.5534 | 280.7483 | 300.1649 | 316.5848 | 343.3783 | 375.4178 | 400.455 | 430.8363 | 458.5665 | 488.4242
Total Storage Generation |  | 178.1954 | 217.0083 | 290.7662 | 370.9214 | 433.658 | 465.5163 | 485.9104 | 503.3957 | 535.1436 | 557.4739 | 586.7466 | 619.4017 | 642.3573 | 661.0116 | 698.5511 | 947.1528 | 1099.115 | 1113.8687 | 1179.0091 | 1192.0746 | 1563.7961
Region | Technology | 2022 | 2023 | 2024 | 2025 | 2026 | 2027 | 2028 | 2029 | 2030 | 2031 | 2032 | 2033 | 2034 | 2035 | 2036 | 2037 | 2038 | 2039 | 2040 | 2041 | 2042
TAS | Shallow Storage | 2.6069 | 1.4107 | 6.4729 | 11.937 | 13.6591 | 8.8372 | 25.6995 | 33.2886 | 35.2255 | 39.0245 | 42.1207 | 42.3685 | 41.5096 | 39.2234 | 47.3708 | 43.9223 | 48.5638 | 41.7286 | 42.6263 | 49.9075 | 49.8763
TAS | Medium Storage | 0 | 0 | 0 | 0 | 0 | 0 | 0 | 0 | 0 | 0 | 0 | 0 | 0 | 0 | 0 | 0 | 0 | 0 | 0 | 0 | 0
TAS | Deep Storage | 0 | 0 | 0 | 0 | 0 | 0 | 0 | 0 | 0 | 0 | 0 | 478.0112 | 489.2563 | 446.1163 | 457.3838 | 423.4762 | 856.6891 | 794.9598 | 750.1014 | 859.8869 | 879.8922
TAS | Behind the Meter Storage | 9.6776 | 16.5472 | 18.7168 | 23.7627 | 26.4901 | 28.0254 | 31.1267 | 33.8288 | 37.3816 | 40.4021 | 43.1426 | 46.0459 | 48.1849 | 51.5268 | 54.3961 | 59.1282 | 64.4695 | 68.7273 | 74.1532 | 79.1647 | 83.7932
Total Storage Generation |  | 12.2845 | 17.9579 | 25.1897 | 35.6997 | 40.1492 | 36.8627 | 56.8262 | 67.1174 | 72.6072 | 79.4266 | 85.2633 | 566.4256 | 578.9507 | 536.8666 | 559.1507 | 526.5267 | 969.7224 | 905.4157 | 866.881 | 988.9591 | 1013.5618

## DispatchableCapacity_1
Dispatchable Capacity built (MW) - Step Change (Counterfactual)
Capacity calculated on 1 July. Years are financial year ending. Capacity built in 2022 includes all capacity built since 2019-20. For storage depth classifications, please refer to the 2020 ISP report.
Region | Technology | 2022 | 2023 | 2024 | 2025 | 2026 | 2027 | 2028 | 2029 | 2030 | 2031 | 2032 | 2033 | 2034 | 2035 | 2036 | 2037 | 2038 | 2039 | 2040 | 2041 | 2042
NEM | CCGT | 0 | 0 | 0 | 0 | 0 | 0 | 0 | 0 | 0 | 0 | 0 | 0 | 0 | 0 | 0 | 0 | 0 | 0 | 0 | 0 | 0
NEM | Peaking Gas+Liquids | 0 | 0 | 0 | 1064.0391 | 1064.0391 | 2074.8908 | 2074.8908 | 2154.5402 | 2392.2594 | 2652.2194 | 3631.0669 | 4355.0586 | 5082.2842 | 5988.5093 | 5988.5093 | 5988.5093 | 6782.7133 | 6927.3851 | 7188.1471 | 8092.8326 | 9449.8254
NEM | Hydro | 0 | 0 | 0 | 0 | 0 | 0 | 0 | 0 | 0 | 0 | 0 | 0 | 0 | 0 | 0 | 0 | 0 | 0 | 0 | 0 | 0
NEM | Shallow Storage | 324.3682 | 467.718 | 1079.3762 | 1987.8839 | 2343.1084 | 4033.6757 | 4178.227 | 4335.04 | 4509.8863 | 4664.1886 | 4803.8125 | 4935.783 | 5071.1244 | 5222.4877 | 5396.1895 | 5581.4008 | 5765.7336 | 5964.0404 | 6173.2541 | 6339.5586 | 6509.8473
NEM | Medium Storage | 0 | 20 | 20 | 20 | 573.5466 | 2382.8207 | 2521.8812 | 3758.7032 | 3939.5606 | 3939.5606 | 3939.5606 | 4234.8959 | 4358.2477 | 4537.9041 | 4537.9041 | 4680.0373 | 5327.1392 | 5327.1392 | 5327.1392 | 5327.1392 | 5327.1392
NEM | Deep Storage | 0 | 0 | 0 | 2040 | 2040 | 2561.6975 | 2561.6975 | 4545.7101 | 4545.7101 | 4545.7101 | 4545.7101 | 4545.7101 | 4545.7101 | 4545.7101 | 4545.7101 | 4545.7101 | 4545.7101 | 4545.7101 | 4545.7101 | 4545.7101 | 4545.7101
NEM | DSP | -13.5904 | 75.4853 | 161.9288 | 250.6679 | 333.8536 | 422.9987 | 509.8496 | 605.6029 | 699.008 | 792.151 | 889.2698 | 980.7407 | 1072.6082 | 1174.6894 | 1270.0857 | 1375.3175 | 1483.4926 | 1587.8904 | 1701.7828 | 1812.9771 | 1924.0166
NEM | New Interconnectors | 0 | 185 | 185 | 185 | 185 | 185 | 185 | 185 | 185 | 185 | 185 | 185 | 185 | 185 | 185 | 185 | 185 | 185 | 185 | 185 | 185
NEM | Retired Dispatchable | 0 | 740 | 3820 | 6155 | 9005 | 15715 | 15715 | 16820 | 16820 | 17232.5 | 17952.5 | 19626.84 | 20143.84 | 20305.84 | 21920.84 | 21920.84 | 22986.24 | 22986.24 | 24069.64 | 24189.64 | 24189.64
Total Dispatchable Capacity Built |  | 310.7778 | 563.2033 | 1261.305 | 5362.5909 | 6354.5477 | 11476.0833 | 11846.5461 | 15399.5965 | 16086.4244 | 16593.8297 | 17809.4199 | 19052.1883 | 20129.9747 | 21469.3006 | 21738.3986 | 22170.975 | 23904.7888 | 24352.1652 | 24936.0333 | 26118.2177 | 27756.5387
Region | Technology | 2022 | 2023 | 2024 | 2025 | 2026 | 2027 | 2028 | 2029 | 2030 | 2031 | 2032 | 2033 | 2034 | 2035 | 2036 | 2037 | 2038 | 2039 | 2040 | 2041 | 2042
NSW | CCGT | 0 | 0 | 0 | 0 | 0 | 0 | 0 | 0 | 0 | 0 | 0 | 0 | 0 | 0 | 0 | 0 | 0 | 0 | 0 | 0 | 0
NSW | Peaking Gas+Liquids | 0 | 0 | 0 | 1064.0391 | 1064.0391 | 2074.8908 | 2074.8908 | 2074.8908 | 2158.6264 | 2158.6264 | 2954.7186 | 3199.7008 | 3729.4899 | 4254.096 | 4254.096 | 4254.096 | 4254.096 | 4254.096 | 4254.096 | 4254.096 | 5369.4133
NSW | Hydro | 0 | 0 | 0 | 0 | 0 | 0 | 0 | 0 | 0 | 0 | 0 | 0 | 0 | 0 | 0 | 0 | 0 | 0 | 0 | 0 | 0
NSW | Shallow Storage | 134.7689 | 197.5346 | 453.9081 | 836.6785 | 942.6202 | 1027.7649 | 1084.9282 | 1146.5945 | 1215.9626 | 1273.4806 | 1324.4097 | 1371.6207 | 1419.649 | 1471.9099 | 1533.8068 | 1599.6033 | 1664.4136 | 1734.0461 | 1806.6791 | 1860.434 | 1914.658
NSW | Medium Storage | 0 | 0 | 0 | 0 | 0 | 740.701 | 740.701 | 1066.3165 | 1247.174 | 1247.174 | 1247.174 | 1247.174 | 1247.174 | 1426.8303 | 1426.8303 | 1426.8303 | 1426.8303 | 1426.8303 | 1426.8303 | 1426.8303 | 1426.8303
NSW | Deep Storage | 0 | 0 | 0 | 2040 | 2040 | 2040 | 2040 | 2320.7499 | 2320.7499 | 2320.7499 | 2320.7499 | 2320.7499 | 2320.7499 | 2320.7499 | 2320.7499 | 2320.7499 | 2320.7499 | 2320.7499 | 2320.7499 | 2320.7499 | 2320.7499
NSW | DSP | 33.4905 | 68.192 | 101.6736 | 135.4156 | 167.6128 | 203.0416 | 235.9435 | 275.1202 | 314.0277 | 350.3953 | 387.9902 | 425.4601 | 462.4765 | 506.5752 | 542.3331 | 583.4794 | 627.36 | 673.2287 | 715.8381 | 760.615 | 803.7094
NSW | New Interconnectors | 0 | 185 | 185 | 185 | 185 | 185 | 185 | 185 | 185 | 185 | 185 | 185 | 185 | 185 | 185 | 185 | 185 | 185 | 185 | 185 | 185
NSW | Retired Dispatchable | 0 | 500 | 2000 | 4055 | 4055 | 6695 | 6695 | 7415 | 7415 | 7415 | 8135 | 9575 | 9575 | 9575 | 10310 | 10310 | 10310 | 10310 | 10310 | 10310 | 10310
Total Dispatchable Capacity Built |  | 168.2594 | 265.7266 | 555.5817 | 4076.1332 | 4214.2721 | 6086.3983 | 6176.4635 | 6883.6718 | 7256.5406 | 7350.4262 | 8235.0423 | 8564.7055 | 9179.5392 | 9980.1613 | 10077.8162 | 10184.7589 | 10293.4498 | 10408.951 | 10524.1933 | 10622.7252 | 11835.3608
Region | Technology | 2022 | 2023 | 2024 | 2025 | 2026 | 2027 | 2028 | 2029 | 2030 | 2031 | 2032 | 2033 | 2034 | 2035 | 2036 | 2037 | 2038 | 2039 | 2040 | 2041 | 2042
QLD | CCGT | 0 | 0 | 0 | 0 | 0 | 0 | 0 | 0 | 0 | 0 | 0 | 0 | 0 | 0 | 0 | 0 | 0 | 0 | 0 | 0 | 0
QLD | Peaking Gas+Liquids | 0 | 0 | 0 | 0 | 0 | 0 | 0 | 79.6495 | 233.633 | 493.593 | 676.3483 | 1155.3578 | 1352.7944 | 1734.4133 | 1734.4133 | 1734.4133 | 2469.2225 | 2613.8943 | 2874.6564 | 3036.7223 | 3278.3978
QLD | Hydro | 0 | 0 | 0 | 0 | 0 | 0 | 0 | 0 | 0 | 0 | 0 | 0 | 0 | 0 | 0 | 0 | 0 | 0 | 0 | 0 | 0
QLD | Shallow Storage | 71.0044 | 104.2512 | 239.339 | 445.0853 | 604.6357 | 1285.6661 | 1321.5959 | 1360.4591 | 1403.872 | 1442.7837 | 1478.2288 | 1513.0484 | 1548.6923 | 1588.4052 | 1632.7604 | 1680.323 | 1729.5072 | 1783.2272 | 1840.8272 | 1889.1741 | 1939.2679
QLD | Medium Storage | 0 | 20 | 20 | 20 | 204.6154 | 204.6154 | 343.6759 | 343.6759 | 343.6759 | 343.6759 | 343.6759 | 343.6759 | 343.6759 | 343.6759 | 343.6759 | 343.6759 | 343.6759 | 343.6759 | 343.6759 | 343.6759 | 343.6759
QLD | Deep Storage | 0 | 0 | 0 | 0 | 0 | 0 | 0 | 572.9602 | 572.9602 | 572.9602 | 572.9602 | 572.9602 | 572.9602 | 572.9602 | 572.9602 | 572.9602 | 572.9602 | 572.9602 | 572.9602 | 572.9602 | 572.9602
QLD | DSP | 19.0175 | 39.6745 | 59.2269 | 78.3939 | 97.6329 | 117.2072 | 139.1414 | 159.1855 | 178.8694 | 198.9791 | 221.1104 | 241.5861 | 263.2425 | 284.8856 | 308.9398 | 330.7283 | 354.816 | 377.087 | 403.8121 | 427.9261 | 451.0132
QLD | New Interconnectors | 0 | 185 | 185 | 185 | 185 | 185 | 185 | 185 | 185 | 185 | 185 | 185 | 185 | 185 | 185 | 185 | 185 | 185 | 185 | 185 | 185
QLD | Retired Dispatchable | 0 | 0 | 1400 | 1680 | 3080 | 3780 | 3780 | 4165 | 4165 | 4165 | 4165 | 4165 | 4457 | 4574 | 4574 | 4574 | 5110.4 | 5110.4 | 5253.8 | 5253.8 | 5253.8
Total Dispatchable Capacity Built |  | 90.0219 | 163.9257 | 318.5659 | 543.4792 | 906.884 | 1607.4887 | 1804.4132 | 2515.9302 | 2733.0106 | 3051.992 | 3292.3237 | 3826.6284 | 4081.3653 | 4524.3402 | 4592.7497 | 4662.1008 | 5470.1818 | 5690.8446 | 6035.9318 | 6270.4587 | 6585.3151
Region | Technology | 2022 | 2023 | 2024 | 2025 | 2026 | 2027 | 2028 | 2029 | 2030 | 2031 | 2032 | 2033 | 2034 | 2035 | 2036 | 2037 | 2038 | 2039 | 2040 | 2041 | 2042
VIC | CCGT | 0 | 0 | 0 | 0 | 0 | 0 | 0 | 0 | 0 | 0 | 0 | 0 | 0 | 0 | 0 | 0 | 0 | 0 | 0 | 0 | 0
VIC | Peaking Gas+Liquids | 0 | 0 | 0 | 0 | 0 | 0 | 0 | 0 | 0 | 0 | 0 | 0 | 0 | 0 | 0 | 0 | 0 | 0 | 0 | 742.6196 | 742.6196
VIC | Hydro | 0 | 0 | 0 | 0 | 0 | 0 | 0 | 0 | 0 | 0 | 0 | 0 | 0 | 0 | 0 | 0 | 0 | 0 | 0 | 0 | 0
VIC | Shallow Storage | 68.2046 | 100.7004 | 230.3057 | 428.1594 | 484.6196 | 661.1552 | 694.4615 | 730.9028 | 771.2603 | 811.2944 | 847.9564 | 881.3708 | 915.7242 | 955.6625 | 1000.9754 | 1049.8543 | 1098.519 | 1150.6738 | 1205.6211 | 1251.0263 | 1298.1869
VIC | Medium Storage | 0 | 0 | 0 | 0 | 368.9312 | 1437.5042 | 1437.5042 | 2348.7107 | 2348.7107 | 2348.7107 | 2348.7107 | 2400 | 2400 | 2400 | 2400 | 2457.5311 | 3104.633 | 3104.633 | 3104.633 | 3104.633 | 3104.633
VIC | Deep Storage | 0 | 0 | 0 | 0 | 0 | 521.6975 | 521.6975 | 1200 | 1200 | 1200 | 1200 | 1200 | 1200 | 1200 | 1200 | 1200 | 1200 | 1200 | 1200 | 1200 | 1200
VIC | DSP | -75.0702 | -50.8971 | -26.7503 | -0.17402 | 22.4859 | 47.139 | 71.4247 | 97.7898 | 122.0625 | 148.9433 | 175.9406 | 199.9076 | 224.9553 | 250.9757 | 277.4767 | 308.6126 | 337.4712 | 364.1093 | 398.5551 | 430.7268 | 463.0647
VIC | New Interconnectors | 0 | 0 | 0 | 0 | 0 | 0 | 0 | 0 | 0 | 0 | 0 | 0 | 0 | 0 | 0 | 0 | 0 | 0 | 0 | 0 | 0
VIC | Retired Dispatchable | 0 | 0 | 0 | 0 | 1450 | 4820 | 4820 | 4820 | 4820 | 4820 | 4820 | 4820 | 5045 | 5065 | 5065 | 5065 | 5065 | 5065 | 6005 | 6005 | 6005
Total Dispatchable Capacity Built |  | -6.8656 | 49.8033 | 203.5554 | 427.9854 | 876.0367 | 2667.496 | 2725.088 | 4377.4033 | 4442.0335 | 4508.9485 | 4572.6077 | 4681.2784 | 4740.6795 | 4806.6382 | 4878.4521 | 5015.998 | 5740.6232 | 5819.4161 | 5908.8091 | 6729.0057 | 6808.5041
Region | Technology | 2022 | 2023 | 2024 | 2025 | 2026 | 2027 | 2028 | 2029 | 2030 | 2031 | 2032 | 2033 | 2034 | 2035 | 2036 | 2037 | 2038 | 2039 | 2040 | 2041 | 2042
SA | CCGT | 0 | 0 | 0 | 0 | 0 | 0 | 0 | 0 | 0 | 0 | 0 | 0 | 0 | 0 | 0 | 0 | 0 | 0 | 0 | 0 | 0
SA | Peaking Gas+Liquids | 0 | 0 | 0 | 0 | 0 | 0 | 0 | 0 | 0 | 0 | 0 | 0 | 0 | 0 | 0 | 0 | 59.3947 | 59.3947 | 59.3947 | 59.3947 | 59.3947
SA | Hydro | 0 | 0 | 0 | 0 | 0 | 0 | 0 | 0 | 0 | 0 | 0 | 0 | 0 | 0 | 0 | 0 | 0 | 0 | 0 | 0 | 0
SA | Shallow Storage | 41.8823 | 54.0256 | 133.0716 | 237.1021 | 265.2749 | 1009.0767 | 1024.5841 | 1041.5597 | 1060.0753 | 1075.2401 | 1089.5614 | 1103.8838 | 1118.9711 | 1135.7829 | 1154.8251 | 1174.4803 | 1192.9234 | 1212.309 | 1232.7735 | 1248.8486 | 1264.8946
SA | Medium Storage | 0 | 0 | 0 | 0 | 0 | 0 | 0 | 0 | 0 | 0 | 0 | 244.046 | 367.3978 | 367.3978 | 367.3978 | 452 | 452 | 452 | 452 | 452 | 452
SA | Deep Storage | 0 | 0 | 0 | 0 | 0 | 0 | 0 | 452 | 452 | 452 | 452 | 452 | 452 | 452 | 452 | 452 | 452 | 452 | 452 | 452 | 452
SA | DSP | 8.0518 | 16.4365 | 24.6252 | 32.8801 | 41.0008 | 49.4041 | 56.9301 | 65.4266 | 74.3533 | 83.1141 | 92.4717 | 101.0728 | 108.1869 | 117.4673 | 125.8551 | 135.9511 | 146.1564 | 154.6938 | 163.6668 | 172.8129 | 184.0967
SA | New Interconnectors | 0 | 0 | 0 | 0 | 0 | 0 | 0 | 0 | 0 | 0 | 0 | 0 | 0 | 0 | 0 | 0 | 0 | 0 | 0 | 0 | 0
SA | Retired Dispatchable | 0 | 240 | 420 | 420 | 420 | 420 | 420 | 420 | 420 | 832.5 | 832.5 | 1066.84 | 1066.84 | 1091.84 | 1971.84 | 1971.84 | 2500.84 | 2500.84 | 2500.84 | 2500.84 | 2500.84
Total Dispatchable Capacity Built |  | 49.9341 | 70.4621 | 157.6968 | 269.9822 | 306.2757 | 1058.4809 | 1081.5142 | 1558.9864 | 1586.4287 | 1610.3541 | 1634.0331 | 1901.0026 | 2046.5559 | 2072.648 | 2100.0779 | 2214.4314 | 2302.4745 | 2330.3975 | 2359.8351 | 2385.0563 | 2412.3861
Region | Technology | 2022 | 2023 | 2024 | 2025 | 2026 | 2027 | 2028 | 2029 | 2030 | 2031 | 2032 | 2033 | 2034 | 2035 | 2036 | 2037 | 2038 | 2039 | 2040 | 2041 | 2042
TAS | CCGT | 0 | 0 | 0 | 0 | 0 | 0 | 0 | 0 | 0 | 0 | 0 | 0 | 0 | 0 | 0 | 0 | 0 | 0 | 0 | 0 | 0
TAS | Peaking Gas+Liquids | 0 | 0 | 0 | 0 | 0 | 0 | 0 | 0 | 0 | 0 | 0 | 0 | 0 | 0 | 0 | 0 | 0 | 0 | 0 | 0 | 0
TAS | Hydro | 0 | 0 | 0 | 0 | 0 | 0 | 0 | 0 | 0 | 0 | 0 | 0 | 0 | 0 | 0 | 0 | 0 | 0 | 0 | 0 | 0
TAS | Shallow Storage | 8.5081 | 11.2062 | 22.7517 | 40.8586 | 45.9579 | 50.0128 | 52.6574 | 55.524 | 58.716 | 61.3898 | 63.6563 | 65.8592 | 68.0878 | 70.7272 | 73.8218 | 77.14 | 80.3704 | 83.7843 | 87.3533 | 90.0755 | 92.8399
TAS | Medium Storage | 0 | 0 | 0 | 0 | 0 | 0 | 0 | 0 | 0 | 0 | 0 | 0 | 0 | 0 | 0 | 0 | 0 | 0 | 0 | 0 | 0
TAS | Deep Storage | 0 | 0 | 0 | 0 | 0 | 0 | 0 | 0 | 0 | 0 | 0 | 0 | 0 | 0 | 0 | 0 | 0 | 0 | 0 | 0 | 0
TAS | DSP | 0.91996 | 2.0794 | 3.1534 | 4.1524 | 5.1212 | 6.2068 | 6.4098 | 8.0808 | 9.695 | 10.7192 | 11.7569 | 12.7142 | 13.7471 | 14.7856 | 15.481 | 16.546 | 17.689 | 18.7717 | 19.9108 | 20.8963 | 22.1327
TAS | New Interconnectors | 0 | 0 | 0 | 0 | 0 | 0 | 0 | 0 | 0 | 0 | 0 | 0 | 0 | 0 | 0 | 0 | 0 | 0 | 0 | 0 | 0
TAS | Retired Dispatchable | 0 | 0 | 0 | 0 | 0 | 0 | 0 | 0 | 0 | 0 | 0 | 0 | 0 | 0 | 0 | 0 | 0 | 0 | 0 | 120 | 120
Total Dispatchable Capacity Built |  | 9.4281 | 13.2856 | 25.9051 | 45.011 | 51.0791 | 56.2195 | 59.0672 | 63.6048 | 68.411 | 72.1089 | 75.4132 | 78.5734 | 81.8349 | 85.5128 | 89.3028 | 93.686 | 98.0594 | 102.5559 | 107.2641 | 110.9718 | 114.9726

## DispatchableCapacity_2
Dispatchable Capacity built (MW) - Step Change (DP7)
Capacity calculated on 1 July. Years are financial year ending. Capacity built in 2022 includes all capacity built since 2019-20. For storage depth classifications, please refer to the 2020 ISP report.
Region | Technology | 2022 | 2023 | 2024 | 2025 | 2026 | 2027 | 2028 | 2029 | 2030 | 2031 | 2032 | 2033 | 2034 | 2035 | 2036 | 2037 | 2038 | 2039 | 2040 | 2041 | 2042
NEM | CCGT | 0 | 0 | 0 | 0 | 0 | 0 | 0 | 0 | 0 | 0 | 0 | 0 | 0 | 0 | 0 | 0 | 0 | 0 | 0 | 0 | 0
NEM | Peaking Gas+Liquids | 0 | 0 | 0 | 0 | 0 | 0 | 0 | 0 | 0 | 0 | 0 | 0 | 0 | 0 | 0 | 0 | 0 | 0 | 0 | 0 | 0
NEM | Hydro | 0 | 0 | 0 | 0 | 0 | 0 | 0 | 390 | 390 | 390 | 390 | 390 | 390 | 390 | 390 | 390 | 390 | 390 | 390 | 390 | 390
NEM | Shallow Storage | 324.3682 | 467.718 | 1079.3762 | 1987.8839 | 2243.3541 | 2557.9359 | 2702.4872 | 2859.3002 | 3034.1465 | 3188.4488 | 3328.0727 | 3460.0432 | 3595.3846 | 3746.7479 | 3920.4497 | 4105.661 | 4289.9938 | 4488.3006 | 4697.5143 | 4863.8188 | 6517.953
NEM | Medium Storage | 0 | 20 | 20 | 20 | 20 | 45.5656 | 337.0724 | 1205.1252 | 1205.1252 | 1482.1908 | 1553.4886 | 2153.0053 | 2417.5 | 2516.0556 | 2915.3897 | 3698.9306 | 3834.5239 | 3834.5239 | 3834.5239 | 4069.8707 | 4069.8707
NEM | Deep Storage | 0 | 0 | 0 | 2040 | 2040 | 2040 | 2040 | 2040 | 2040 | 2040 | 2040 | 2337.4219 | 2337.4219 | 2337.4219 | 3698.0846 | 3698.0846 | 4534.736 | 4534.736 | 4534.736 | 4609.2191 | 4609.2191
NEM | DSP | -13.5904 | 75.4853 | 161.9288 | 250.6679 | 333.8536 | 422.9987 | 509.8496 | 605.6029 | 699.008 | 792.151 | 889.2698 | 980.7407 | 1072.6082 | 1174.6894 | 1270.0857 | 1375.3175 | 1483.4926 | 1587.8904 | 1701.7828 | 1812.9771 | 1924.0166
NEM | New Interconnectors | 0 | 270 | 270 | 1170 | 1170 | 1170 | 1170 | 1920 | 1920 | 1920 | 2670 | 3492.5 | 3492.5 | 3492.5 | 6812.5 | 6812.5 | 6812.5 | 6812.5 | 6812.5 | 6812.5 | 6812.5
NEM | Retired Dispatchable | 0 | 740 | 3420 | 3980 | 7400 | 8940 | 10060 | 11520 | 11895 | 13447.5 | 15487.5 | 17901.84 | 18418.84 | 18580.84 | 23090.84 | 24250.84 | 24866.24 | 24866.24 | 25949.64 | 26069.64 | 26813.64
Total Dispatchable Capacity Built |  | 310.7778 | 563.2033 | 1261.305 | 4298.5518 | 4637.2077 | 5066.5001 | 5589.4092 | 7100.0284 | 7368.2797 | 7892.7906 | 8200.831 | 9321.2111 | 9812.9147 | 10164.9148 | 12194.0096 | 13267.9937 | 14532.7463 | 14835.4509 | 15158.557 | 15745.8858 | 17511.0595
Region | Technology | 2022 | 2023 | 2024 | 2025 | 2026 | 2027 | 2028 | 2029 | 2030 | 2031 | 2032 | 2033 | 2034 | 2035 | 2036 | 2037 | 2038 | 2039 | 2040 | 2041 | 2042
NSW | CCGT | 0 | 0 | 0 | 0 | 0 | 0 | 0 | 0 | 0 | 0 | 0 | 0 | 0 | 0 | 0 | 0 | 0 | 0 | 0 | 0 | 0
NSW | Peaking Gas+Liquids | 0 | 0 | 0 | 0 | 0 | 0 | 0 | 0 | 0 | 0 | 0 | 0 | 0 | 0 | 0 | 0 | 0 | 0 | 0 | 0 | 0
NSW | Hydro | 0 | 0 | 0 | 0 | 0 | 0 | 0 | 0 | 0 | 0 | 0 | 0 | 0 | 0 | 0 | 0 | 0 | 0 | 0 | 0 | 0
NSW | Shallow Storage | 134.7689 | 197.5346 | 453.9081 | 836.6785 | 942.6202 | 1027.7649 | 1084.9282 | 1146.5945 | 1215.9626 | 1273.4806 | 1324.4097 | 1371.6207 | 1419.649 | 1471.9099 | 1533.8068 | 1599.6033 | 1664.4136 | 1734.0461 | 1806.6791 | 1860.434 | 1914.658
NSW | Medium Storage | 0 | 0 | 0 | 0 | 0 | 0 | 0 | 0 | 0 | 0 | 71.2978 | 427.1634 | 427.1634 | 427.1634 | 720.781 | 720.781 | 720.781 | 720.781 | 720.781 | 912.3279 | 912.3279
NSW | Deep Storage | 0 | 0 | 0 | 2040 | 2040 | 2040 | 2040 | 2040 | 2040 | 2040 | 2040 | 2040 | 2040 | 2040 | 2861.042 | 2861.042 | 3236.849 | 3236.849 | 3236.849 | 3236.849 | 3236.849
NSW | DSP | 33.4905 | 68.192 | 101.6736 | 135.4156 | 167.6128 | 203.0416 | 235.9435 | 275.1202 | 314.0277 | 350.3953 | 387.9902 | 425.4601 | 462.4765 | 506.5752 | 542.3331 | 583.4794 | 627.36 | 673.2287 | 715.8381 | 760.615 | 803.7094
NSW | New Interconnectors | 0 | 270 | 270 | 1170 | 1170 | 1170 | 1170 | 1170 | 1170 | 1170 | 1170 | 1992.5 | 1992.5 | 1992.5 | 5312.5 | 5312.5 | 5312.5 | 5312.5 | 5312.5 | 5312.5 | 5312.5
NSW | Retired Dispatchable | 0 | 500 | 2720 | 2720 | 4040 | 4040 | 4040 | 4040 | 4040 | 4760 | 6800 | 7520 | 7520 | 7520 | 10310 | 10310 | 10310 | 10310 | 10310 | 10310 | 10310
Total Dispatchable Capacity Built |  | 168.2594 | 265.7266 | 555.5817 | 3012.0941 | 3150.233 | 3270.8065 | 3360.8717 | 3461.7146 | 3569.9904 | 3663.876 | 3823.6976 | 4264.2441 | 4349.2888 | 4445.6484 | 5657.963 | 5764.9057 | 6249.4035 | 6364.9047 | 6480.1471 | 6770.2259 | 6867.5443
Region | Technology | 2022 | 2023 | 2024 | 2025 | 2026 | 2027 | 2028 | 2029 | 2030 | 2031 | 2032 | 2033 | 2034 | 2035 | 2036 | 2037 | 2038 | 2039 | 2040 | 2041 | 2042
QLD | CCGT | 0 | 0 | 0 | 0 | 0 | 0 | 0 | 0 | 0 | 0 | 0 | 0 | 0 | 0 | 0 | 0 | 0 | 0 | 0 | 0 | 0
QLD | Peaking Gas+Liquids | 0 | 0 | 0 | 0 | 0 | 0 | 0 | 0 | 0 | 0 | 0 | 0 | 0 | 0 | 0 | 0 | 0 | 0 | 0 | 0 | 0
QLD | Hydro | 0 | 0 | 0 | 0 | 0 | 0 | 0 | 0 | 0 | 0 | 0 | 0 | 0 | 0 | 0 | 0 | 0 | 0 | 0 | 0 | 0
QLD | Shallow Storage | 71.0044 | 104.2512 | 239.339 | 445.0853 | 504.8814 | 661.319 | 697.2487 | 736.1119 | 779.5249 | 818.4365 | 853.8816 | 888.7013 | 924.3451 | 964.058 | 1008.4133 | 1055.9758 | 1105.16 | 1158.88 | 1216.48 | 1264.827 | 1950.4293
QLD | Medium Storage | 0 | 20 | 20 | 20 | 20 | 45.5656 | 181.1655 | 1049.2184 | 1049.2184 | 1326.284 | 1326.284 | 1569.9351 | 1834.4298 | 1932.9854 | 1932.9854 | 1932.9854 | 1932.9854 | 1932.9854 | 1932.9854 | 1957.1158 | 1957.1158
QLD | Deep Storage | 0 | 0 | 0 | 0 | 0 | 0 | 0 | 0 | 0 | 0 | 0 | 97.5301 | 97.5301 | 97.5301 | 637.1508 | 637.1508 | 926.887 | 926.887 | 926.887 | 1001.3701 | 1001.3701
QLD | DSP | 19.0175 | 39.6745 | 59.2269 | 78.3939 | 97.6329 | 117.2072 | 139.1414 | 159.1855 | 178.8694 | 198.9791 | 221.1104 | 241.5861 | 263.2425 | 284.8856 | 308.9398 | 330.7283 | 354.816 | 377.087 | 403.8121 | 427.9261 | 451.0132
QLD | New Interconnectors | 0 | 185 | 185 | 185 | 185 | 185 | 185 | 185 | 185 | 185 | 185 | 1007.5 | 1007.5 | 1007.5 | 2462.5 | 2462.5 | 2462.5 | 2462.5 | 2462.5 | 2462.5 | 2462.5
QLD | Retired Dispatchable | 0 | 0 | 280 | 840 | 2240 | 2690 | 2690 | 3775 | 3775 | 4195 | 4195 | 5655 | 5947 | 6064 | 6904 | 6904 | 6990.4 | 6990.4 | 7133.8 | 7133.8 | 7877.8
Total Dispatchable Capacity Built |  | 90.0219 | 163.9257 | 318.5659 | 543.4792 | 622.5143 | 824.0917 | 1017.5556 | 1944.5158 | 2007.6127 | 2343.6996 | 2401.276 | 2797.7526 | 3119.5475 | 3279.4591 | 3887.4893 | 3956.8403 | 4319.8484 | 4395.8393 | 4480.1645 | 4651.239 | 5359.9284
Region | Technology | 2022 | 2023 | 2024 | 2025 | 2026 | 2027 | 2028 | 2029 | 2030 | 2031 | 2032 | 2033 | 2034 | 2035 | 2036 | 2037 | 2038 | 2039 | 2040 | 2041 | 2042
VIC | CCGT | 0 | 0 | 0 | 0 | 0 | 0 | 0 | 0 | 0 | 0 | 0 | 0 | 0 | 0 | 0 | 0 | 0 | 0 | 0 | 0 | 0
VIC | Peaking Gas+Liquids | 0 | 0 | 0 | 0 | 0 | 0 | 0 | 0 | 0 | 0 | 0 | 0 | 0 | 0 | 0 | 0 | 0 | 0 | 0 | 0 | 0
VIC | Hydro | 0 | 0 | 0 | 0 | 0 | 0 | 0 | 0 | 0 | 0 | 0 | 0 | 0 | 0 | 0 | 0 | 0 | 0 | 0 | 0 | 0
VIC | Shallow Storage | 68.2046 | 100.7004 | 230.3057 | 428.1594 | 484.6196 | 531.4824 | 564.7887 | 601.23 | 641.5875 | 681.6217 | 718.2836 | 751.698 | 786.0514 | 825.9897 | 871.3026 | 920.1815 | 968.8462 | 1021.001 | 1075.9483 | 1121.3536 | 1168.5141
VIC | Medium Storage | 0 | 0 | 0 | 0 | 0 | 0 | 155.9068 | 155.9068 | 155.9068 | 155.9068 | 155.9068 | 155.9068 | 155.9068 | 155.9068 | 261.6233 | 832.7296 | 832.7296 | 832.7296 | 832.7296 | 852.399 | 852.399
VIC | Deep Storage | 0 | 0 | 0 | 0 | 0 | 0 | 0 | 0 | 0 | 0 | 0 | 0 | 0 | 0 | 0 | 0 | 0 | 0 | 0 | 0 | 0
VIC | DSP | -75.0702 | -50.8971 | -26.7503 | -0.17402 | 22.4859 | 47.139 | 71.4247 | 97.7898 | 122.0625 | 148.9433 | 175.9406 | 199.9076 | 224.9553 | 250.9757 | 277.4767 | 308.6126 | 337.4712 | 364.1093 | 398.5551 | 430.7268 | 463.0647
VIC | New Interconnectors | 0 | 85 | 85 | 85 | 85 | 85 | 85 | 835 | 835 | 835 | 1585 | 1585 | 1585 | 1585 | 3450 | 3450 | 3450 | 3450 | 3450 | 3450 | 3450
VIC | Retired Dispatchable | 0 | 0 | 0 | 0 | 700 | 1790 | 2910 | 3285 | 3660 | 3660 | 3660 | 3660 | 3885 | 3905 | 3905 | 5065 | 5065 | 5065 | 6005 | 6005 | 6005
Total Dispatchable Capacity Built |  | -6.8656 | 49.8033 | 203.5554 | 427.9854 | 507.1055 | 578.6214 | 792.1203 | 854.9266 | 919.5569 | 986.4718 | 1050.131 | 1107.5125 | 1166.9136 | 1232.8723 | 1410.4027 | 2061.5237 | 2139.0471 | 2217.8399 | 2307.233 | 2404.4794 | 2483.9778
Region | Technology | 2022 | 2023 | 2024 | 2025 | 2026 | 2027 | 2028 | 2029 | 2030 | 2031 | 2032 | 2033 | 2034 | 2035 | 2036 | 2037 | 2038 | 2039 | 2040 | 2041 | 2042
SA | CCGT | 0 | 0 | 0 | 0 | 0 | 0 | 0 | 0 | 0 | 0 | 0 | 0 | 0 | 0 | 0 | 0 | 0 | 0 | 0 | 0 | 0
SA | Peaking Gas+Liquids | 0 | 0 | 0 | 0 | 0 | 0 | 0 | 0 | 0 | 0 | 0 | 0 | 0 | 0 | 0 | 0 | 0 | 0 | 0 | 0 | 0
SA | Hydro | 0 | 0 | 0 | 0 | 0 | 0 | 0 | 0 | 0 | 0 | 0 | 0 | 0 | 0 | 0 | 0 | 0 | 0 | 0 | 0 | 0
SA | Shallow Storage | 41.8823 | 54.0256 | 133.0716 | 237.1021 | 265.2749 | 287.3569 | 302.8642 | 319.8399 | 338.3554 | 353.5202 | 367.8415 | 382.164 | 397.2513 | 414.063 | 433.1052 | 452.7604 | 471.2036 | 490.5891 | 511.0536 | 527.1288 | 1391.5117
SA | Medium Storage | 0 | 0 | 0 | 0 | 0 | 0 | 0 | 0 | 0 | 0 | 0 | 0 | 0 | 0 | 0 | 212.4346 | 348.028 | 348.028 | 348.028 | 348.028 | 348.028
SA | Deep Storage | 0 | 0 | 0 | 0 | 0 | 0 | 0 | 0 | 0 | 0 | 0 | 0 | 0 | 0 | 0 | 0 | 0 | 0 | 0 | 0 | 0
SA | DSP | 8.0518 | 16.4365 | 24.6252 | 32.8801 | 41.0008 | 49.4041 | 56.9301 | 65.4266 | 74.3533 | 83.1141 | 92.4717 | 101.0728 | 108.1869 | 117.4673 | 125.8551 | 135.9511 | 146.1564 | 154.6938 | 163.6668 | 172.8129 | 184.0967
SA | New Interconnectors | 0 | 0 | 0 | 900 | 900 | 900 | 900 | 900 | 900 | 900 | 900 | 900 | 900 | 900 | 900 | 900 | 900 | 900 | 900 | 900 | 900
SA | Retired Dispatchable | 0 | 240 | 420 | 420 | 420 | 420 | 420 | 420 | 420 | 832.5 | 832.5 | 1066.84 | 1066.84 | 1091.84 | 1971.84 | 1971.84 | 2500.84 | 2500.84 | 2500.84 | 2500.84 | 2500.84
Total Dispatchable Capacity Built |  | 49.9341 | 70.4621 | 157.6968 | 269.9822 | 306.2757 | 336.761 | 359.7944 | 385.2665 | 412.7088 | 436.6342 | 460.3132 | 483.2367 | 505.4382 | 531.5303 | 558.9602 | 801.1462 | 965.3879 | 993.3109 | 1022.7484 | 1047.9697 | 1923.6364
Region | Technology | 2022 | 2023 | 2024 | 2025 | 2026 | 2027 | 2028 | 2029 | 2030 | 2031 | 2032 | 2033 | 2034 | 2035 | 2036 | 2037 | 2038 | 2039 | 2040 | 2041 | 2042
TAS | CCGT | 0 | 0 | 0 | 0 | 0 | 0 | 0 | 0 | 0 | 0 | 0 | 0 | 0 | 0 | 0 | 0 | 0 | 0 | 0 | 0 | 0
TAS | Peaking Gas+Liquids | 0 | 0 | 0 | 0 | 0 | 0 | 0 | 0 | 0 | 0 | 0 | 0 | 0 | 0 | 0 | 0 | 0 | 0 | 0 | 0 | 0
TAS | Hydro | 0 | 0 | 0 | 0 | 0 | 0 | 0 | 390 | 390 | 390 | 390 | 390 | 390 | 390 | 390 | 390 | 390 | 390 | 390 | 390 | 390
TAS | Shallow Storage | 8.5081 | 11.2062 | 22.7517 | 40.8586 | 45.9579 | 50.0128 | 52.6574 | 55.524 | 58.716 | 61.3898 | 63.6563 | 65.8592 | 68.0878 | 70.7272 | 73.8218 | 77.14 | 80.3704 | 83.7843 | 87.3533 | 90.0755 | 92.8399
TAS | Medium Storage | 0 | 0 | 0 | 0 | 0 | 0 | 0 | 0 | 0 | 0 | 0 | 0 | 0 | 0 | 0 | 0 | 0 | 0 | 0 | 0 | 0
TAS | Deep Storage | 0 | 0 | 0 | 0 | 0 | 0 | 0 | 0 | 0 | 0 | 0 | 199.8918 | 199.8918 | 199.8918 | 199.8918 | 199.8918 | 371 | 371 | 371 | 371 | 371
TAS | DSP | 0.91996 | 2.0794 | 3.1534 | 4.1524 | 5.1212 | 6.2068 | 6.4098 | 8.0808 | 9.695 | 10.7192 | 11.7569 | 12.7142 | 13.7471 | 14.7856 | 15.481 | 16.546 | 17.689 | 18.7717 | 19.9108 | 20.8963 | 22.1327
TAS | New Interconnectors | 0 | 0 | 0 | 0 | 0 | 0 | 0 | 750 | 750 | 750 | 1500 | 1500 | 1500 | 1500 | 1500 | 1500 | 1500 | 1500 | 1500 | 1500 | 1500
TAS | Retired Dispatchable | 0 | 0 | 0 | 0 | 0 | 0 | 0 | 0 | 0 | 0 | 0 | 0 | 0 | 0 | 0 | 0 | 0 | 0 | 0 | 120 | 120
Total Dispatchable Capacity Built |  | 9.4281 | 13.2856 | 25.9051 | 45.011 | 51.0791 | 56.2195 | 59.0672 | 453.6048 | 458.411 | 462.1089 | 465.4132 | 668.4651 | 671.7266 | 675.4046 | 679.1945 | 683.5777 | 859.0594 | 863.5559 | 868.2641 | 871.9718 | 875.9726

## REZCapacity_1
Installed capacity by REZ (MW) - Step Change (Counterfactual)
Capacity installed at the beginning of each financial year, i.e. 1st July. Years are financial year ending. This includes the cumulative development of VRE capacity beyond existing and committed projects.
Large-scale Solar
Region | REZ Name | REZ Code | 2022 | 2023 | 2024 | 2025 | 2026 | 2027 | 2028 | 2029 | 2030 | 2031 | 2032 | 2033 | 2034 | 2035 | 2036 | 2037 | 2038 | 2039 | 2040 | 2041 | 2042
QLD | Far North QLD | Q1 | 0 | 55 | 55 | 55 | 55 | 55 | 55 | 55 | 55 | 55 | 55 | 55 | 55 | 55 | 55 | 55 | 55 | 55 | 55 | 55 | 55
QLD | North Qld Clean Energy Hub | Q2 | 0 | 0 | 0 | 0 | 0 | 0 | 0 | 0 | 0 | 0 | 0 | 0 | 0 | 0 | 0 | 0 | 0 | 0 | 0 | 0 | 0
QLD | Northern Qld | Q3 | 0 | 0 | 0 | 0 | 0 | 0 | 0 | 0 | 0 | 0 | 0 | 0 | 0 | 0 | 0 | 0 | 0 | 0 | 0 | 0 | 0
QLD | Isaac | Q4 | 55.2029 | 355 | 355 | 355 | 355 | 355 | 355 | 355 | 355 | 355 | 355 | 355 | 355 | 355 | 355 | 355 | 355 | 355 | 355 | 355 | 355
QLD | Barcaldine | Q5 | 0 | 0 | 0 | 0 | 0 | 0 | 0 | 0 | 0 | 0 | 0 | 0 | 0 | 0 | 0 | 0 | 0 | 0 | 0 | 0 | 0
QLD | Fitzroy | Q6 | 0 | 0 | 0 | 0 | 0 | 0 | 0 | 0 | 0 | 0 | 0 | 0 | 0 | 0 | 0 | 0 | 0 | 0 | 0 | 0 | 0
QLD | Wide Bay | Q7 | 0 | 0 | 440.8896 | 440.8896 | 440.8896 | 440.8896 | 440.8896 | 440.8896 | 440.8896 | 440.8896 | 440.8896 | 440.8896 | 440.8896 | 440.8896 | 440.8896 | 440.8896 | 440.8896 | 440.8896 | 440.8896 | 440.8896 | 440.8896
QLD | Darling Downs | Q8 | 0 | 0 | 125.0642 | 125.0642 | 125.0642 | 125.0642 | 125.0642 | 125.0642 | 125.0642 | 125.0642 | 125.0642 | 125.0642 | 125.0642 | 125.0642 | 125.0642 | 125.0642 | 125.0642 | 125.0642 | 125.0642 | 125.0642 | 125.0642
NSW | North West NSW | N1 | 115 | 115 | 115 | 115 | 115 | 115 | 115 | 115 | 115 | 115 | 115 | 115 | 115 | 115 | 115 | 115 | 115 | 115 | 115 | 115 | 115
NSW | New England | N2 | 300 | 300 | 300 | 300 | 300 | 300 | 300 | 300 | 300 | 300 | 300 | 300 | 300 | 300 | 300 | 300 | 300 | 300 | 300 | 300 | 300
NSW | Central-West Orana | N3 | 700 | 700 | 700 | 700 | 700 | 700 | 700 | 700 | 700 | 700 | 700 | 700 | 700 | 700 | 700 | 700 | 700 | 700 | 700 | 700 | 700
NSW | Southern NSW Tablelands | N4 | 0 | 0 | 0 | 0 | 0 | 0 | 0 | 0 | 0 | 0 | 0 | 0 | 0 | 0 | 0 | 0 | 0 | 0 | 0 | 0 | 0
NSW | Broken Hill | N5 | 0 | 0 | 0 | 0 | 0 | 0 | 0 | 0 | 0 | 0 | 0 | 0 | 0 | 0 | 0 | 0 | 0 | 0 | 0 | 0 | 0
NSW | South West NSW | N6 | 0 | 0 | 0 | 0 | 0 | 0 | 0 | 0 | 0 | 0 | 0 | 0 | 0 | 0 | 0 | 0 | 0 | 0 | 0 | 0 | 0
NSW | Wagga Wagga | N7 | 0 | 0 | 0 | 0 | 0 | 0 | 0 | 0 | 0 | 0 | 0 | 0 | 0 | 0 | 0 | 0 | 0 | 0 | 0 | 0 | 0
NSW | Tumut | N8 | 0 | 0 | 0 | 0 | 0 | 0 | 0 | 0 | 0 | 0 | 0 | 0 | 0 | 0 | 0 | 0 | 0 | 0 | 0 | 0 | 0
NSW | Cooma-Monaro | N9 | 0 | 0 | 0 | 0 | 0 | 0 | 0 | 0 | 0 | 0 | 0 | 0 | 0 | 0 | 0 | 0 | 0 | 0 | 0 | 0 | 0
VIC | Ovens Murray | V1 | 0 | 0 | 0 | 0 | 0 | 0 | 0 | 0 | 0 | 0 | 0 | 0 | 0 | 0 | 0 | 0 | 0 | 0 | 0 | 0 | 0
VIC | Murray River | V2 | 0 | 0 | 0 | 0 | 0 | 0 | 0 | 0 | 0 | 0 | 0 | 0 | 0 | 0 | 0 | 0 | 0 | 0 | 0 | 0 | 0
VIC | Western Victoria | V3 | 0 | 0 | 0 | 0 | 0 | 0 | 0 | 0 | 0 | 0 | 0 | 0 | 0 | 0 | 0 | 0 | 0 | 0 | 0 | 0 | 0
VIC | South West Victoria | V4 | 0 | 0 | 0 | 0 | 0 | 0 | 0 | 0 | 0 | 0 | 0 | 0 | 0 | 0 | 0 | 0 | 0 | 0 | 0 | 0 | 0
VIC | Gippsland | V5 | 0 | 0 | 0 | 0 | 0 | 0 | 0 | 0 | 0 | 0 | 0 | 0 | 0 | 0 | 0 | 0 | 0 | 0 | 0 | 0 | 0
VIC | Central North Vic | V6 | 0 | 0 | 151.8651 | 151.8651 | 400 | 400 | 400 | 400 | 400 | 400 | 400 | 400 | 400 | 400 | 400 | 400 | 400 | 400 | 400 | 400 | 400
SA | South East SA | S1 | 0 | 0 | 55 | 55 | 55 | 55 | 55 | 55 | 55 | 55 | 55 | 55 | 55 | 55 | 55 | 55 | 55 | 55 | 55 | 55 | 55
SA | Riverland | S2 | 0 | 200 | 200 | 200 | 200 | 200 | 200 | 200 | 200 | 200 | 200 | 200 | 200 | 200 | 200 | 200 | 200 | 200 | 200 | 200 | 200
SA | Mid-North SA | S3 | 0 | 0 | 0 | 0 | 0 | 0 | 0 | 0 | 0 | 0 | 0 | 0 | 0 | 0 | 0 | 0 | 0 | 0 | 0 | 0 | 0
SA | Yorke Peninsula | S4 | 0 | 0 | 0 | 0 | 0 | 0 | 0 | 0 | 0 | 0 | 0 | 0 | 0 | 0 | 0 | 0 | 0 | 0 | 0 | 0 | 0
SA | Northern SA | S5 | 0 | 0 | 0 | 0 | 0 | 0 | 0 | 0 | 0 | 0 | 0 | 0 | 0 | 0 | 0 | 0 | 0 | 0 | 0 | 0 | 0
SA | Leigh Creek | S6 | 0 | 0 | 0 | 0 | 0 | 0 | 0 | 0 | 0 | 0 | 0 | 0 | 0 | 0 | 0 | 0 | 0 | 0 | 0 | 0 | 0
SA | Roxby Downs | S7 | 169.3829 | 169.3829 | 169.3829 | 169.3829 | 169.3829 | 169.3829 | 169.3829 | 169.3829 | 169.3829 | 169.3829 | 169.3829 | 169.3829 | 169.3829 | 169.3829 | 169.3829 | 169.3829 | 169.3829 | 169.3829 | 169.3829 | 169.3829 | 169.3829
SA | Eastern Eyre Peninsula | S8 | 0 | 0 | 0 | 0 | 0 | 0 | 0 | 0 | 0 | 0 | 0 | 0 | 0 | 0 | 0 | 0 | 0 | 0 | 0 | 0 | 0
SA | Western Eyre Peninsula | S9 | 0 | 0 | 0 | 0 | 0 | 0 | 0 | 0 | 0 | 0 | 0 | 0 | 0 | 0 | 0 | 0 | 0 | 0 | 0 | 0 | 0
TAS | North East Tasmania | T1 | 0 | 0 | 0 | 0 | 0 | 0 | 0 | 0 | 0 | 0 | 0 | 0 | 0 | 0 | 0 | 0 | 0 | 0 | 0 | 0 | 0
TAS | North West Tasmania | T2 | 0 | 0 | 0 | 0 | 0 | 0 | 0 | 0 | 0 | 0 | 0 | 0 | 0 | 0 | 0 | 0 | 0 | 0 | 0 | 0 | 0
TAS | Tasmania Midlands | T3 | 0 | 0 | 0 | 0 | 0 | 0 | 0 | 0 | 0 | 0 | 0 | 0 | 0 | 0 | 0 | 0 | 0 | 0 | 0 | 0 | 0
Shadow REZs |  |  | 0 | 0 | 0 | 242.3624 | 1392.9541 | 5741.9238 | 5741.9238 | 5741.9238 | 5741.9238 | 5741.9238 | 5741.9238 | 5741.9238 | 5741.9238 | 5741.9238 | 5741.9238 | 5741.9238 | 5741.9238 | 5741.9238 | 5741.9238 | 5741.9238 | 5741.9238
Total Capacity |  |  | 1339.5857 | 1894.3829 | 2667.2017 | 2909.5641 | 4308.2907 | 8657.2604 | 8657.2604 | 8657.2604 | 8657.2604 | 8657.2604 | 8657.2604 | 8657.2604 | 8657.2604 | 8657.2604 | 8657.2604 | 8657.2604 | 8657.2604 | 8657.2604 | 8657.2604 | 8657.2604 | 8657.2604
Wind
Region | REZ Name | REZ Code | 2022 | 2023 | 2024 | 2025 | 2026 | 2027 | 2028 | 2029 | 2030 | 2031 | 2032 | 2033 | 2034 | 2035 | 2036 | 2037 | 2038 | 2039 | 2040 | 2041 | 2042
QLD | Far North QLD | Q1 | 645 | 645 | 645 | 645 | 645 | 645 | 645 | 645 | 645 | 645 | 645 | 645 | 645 | 645 | 645 | 645 | 645 | 645 | 645 | 645 | 645
QLD | North Qld Clean Energy Hub | Q2 | 0 | 0 | 0 | 0 | 0 | 0 | 0 | 0 | 0 | 0 | 0 | 0 | 0 | 0 | 0 | 0 | 0 | 0 | 0 | 0 | 0
QLD | Northern Qld | Q3 | 0 | 0 | 0 | 0 | 0 | 0 | 0 | 0 | 0 | 0 | 0 | 0 | 0 | 0 | 0 | 0 | 0 | 0 | 0 | 0 | 0
QLD | Isaac | Q4 | 791.1488 | 791.1488 | 791.1488 | 791.1488 | 791.1488 | 791.1488 | 791.1488 | 791.1488 | 791.1488 | 791.1488 | 791.1488 | 791.1488 | 791.1488 | 791.1488 | 791.1488 | 791.1488 | 791.1488 | 791.1488 | 791.1488 | 791.1488 | 791.1488
QLD | Barcaldine | Q5 | 0 | 0 | 0 | 0 | 0 | 0 | 0 | 0 | 0 | 0 | 0 | 0 | 0 | 0 | 0 | 0 | 0 | 0 | 0 | 0 | 0
QLD | Fitzroy | Q6 | 653.8512 | 653.8512 | 653.8512 | 653.8512 | 653.8512 | 653.8512 | 653.8512 | 653.8512 | 653.8512 | 653.8512 | 653.8512 | 653.8512 | 653.8512 | 653.8512 | 653.8512 | 653.8512 | 653.8512 | 653.8512 | 653.8512 | 653.8512 | 653.8512
QLD | Wide Bay | Q7 | 0 | 0 | 0 | 0 | 59.1104 | 59.1104 | 59.1104 | 59.1104 | 59.1104 | 59.1104 | 59.1104 | 59.1104 | 59.1104 | 59.1104 | 59.1104 | 59.1104 | 59.1104 | 59.1104 | 59.1104 | 59.1104 | 59.1104
QLD | Darling Downs | Q8 | 1400 | 1740.951 | 2874.9358 | 2874.9358 | 2874.9358 | 2874.9358 | 2874.9358 | 2874.9358 | 2874.9358 | 2874.9358 | 2874.9358 | 2874.9358 | 2874.9358 | 2874.9358 | 2874.9358 | 2874.9358 | 2874.9358 | 2874.9358 | 2874.9358 | 2874.9358 | 2874.9358
NSW | North West NSW | N1 | 0 | 0 | 0 | 0 | 0 | 0 | 0 | 0 | 0 | 0 | 0 | 0 | 0 | 0 | 0 | 0 | 0 | 0 | 0 | 0 | 0
NSW | New England | N2 | 0 | 0 | 0 | 0 | 0 | 0 | 0 | 0 | 0 | 0 | 0 | 0 | 0 | 0 | 0 | 0 | 0 | 0 | 0 | 0 | 0
NSW | Central-West Orana | N3 | 0 | 0 | 0 | 0 | 0 | 0 | 0 | 0 | 0 | 0 | 0 | 0 | 0 | 0 | 0 | 0 | 0 | 0 | 0 | 0 | 0
NSW | Southern NSW Tablelands | N4 | 0 | 228 | 228 | 228 | 228 | 228 | 228 | 228 | 228 | 228 | 228 | 228 | 228 | 228 | 228 | 228 | 228 | 228 | 228 | 228 | 228
NSW | Broken Hill | N5 | 0 | 0 | 0 | 0 | 0 | 0 | 0 | 0 | 0 | 0 | 0 | 0 | 0 | 0 | 0 | 0 | 0 | 0 | 0 | 0 | 0
NSW | South West NSW | N6 | 0 | 0 | 0 | 0 | 0 | 0 | 0 | 0 | 0 | 0 | 0 | 0 | 0 | 0 | 0 | 0 | 0 | 0 | 0 | 0 | 0
NSW | Wagga Wagga | N7 | 0 | 0 | 0 | 0 | 0 | 0 | 0 | 0 | 0 | 0 | 0 | 0 | 0 | 0 | 0 | 0 | 0 | 0 | 0 | 0 | 0
NSW | Tumut | N8 | 0 | 0 | 0 | 0 | 0 | 0 | 0 | 0 | 0 | 0 | 0 | 0 | 0 | 0 | 0 | 0 | 0 | 0 | 0 | 0 | 0
NSW | Cooma-Monaro | N9 | 200 | 200 | 200 | 200 | 200 | 200 | 200 | 200 | 200 | 200 | 200 | 200 | 200 | 200 | 200 | 200 | 200 | 200 | 200 | 200 | 200
VIC | Ovens Murray | V1 | 0 | 0 | 0 | 0 | 0 | 0 | 0 | 0 | 0 | 0 | 0 | 0 | 0 | 0 | 0 | 0 | 0 | 0 | 0 | 0 | 0
VIC | Murray River | V2 | 0 | 0 | 0 | 0 | 0 | 0 | 0 | 0 | 0 | 0 | 0 | 0 | 0 | 0 | 0 | 0 | 0 | 0 | 0 | 0 | 0
VIC | Western Victoria | V3 | 450 | 450 | 450 | 450 | 450 | 450 | 450 | 450 | 450 | 450 | 450 | 450 | 450 | 450 | 450 | 450 | 450 | 450 | 450 | 450 | 450
VIC | South West Victoria | V4 | 0 | 151.2 | 151.2 | 151.2 | 434.6143 | 750 | 750 | 750 | 750 | 750 | 750 | 750 | 750 | 750 | 750 | 750 | 750 | 750 | 750 | 750 | 750
VIC | Gippsland | V5 | 0 | 0 | 0 | 0 | 212.26 | 2000 | 2000 | 2000 | 2000 | 2000 | 2000 | 2000 | 2000 | 2000 | 2000 | 2000 | 2000 | 2000 | 2000 | 2000 | 2000
VIC | Central North Vic | V6 | 0 | 0 | 0 | 0 | 206.6896 | 400 | 400 | 400 | 400 | 400 | 400 | 400 | 400 | 400 | 400 | 400 | 400 | 400 | 400 | 400 | 400
SA | South East SA | S1 | 0 | 0 | 0 | 0 | 0 | 0 | 0 | 0 | 0 | 0 | 0 | 0 | 0 | 0 | 0 | 0 | 0 | 0 | 0 | 0 | 0
SA | Riverland | S2 | 0 | 0 | 0 | 0 | 0 | 0 | 0 | 0 | 0 | 0 | 0 | 0 | 0 | 0 | 0 | 0 | 0 | 0 | 0 | 0 | 0
SA | Mid-North SA | S3 | 570.2799 | 830.6171 | 830.6171 | 830.6171 | 830.6171 | 830.6171 | 830.6171 | 830.6171 | 830.6171 | 830.6171 | 830.6171 | 830.6171 | 830.6171 | 830.6171 | 830.6171 | 830.6171 | 830.6171 | 830.6171 | 830.6171 | 830.6171 | 830.6171
SA | Yorke Peninsula | S4 | 0 | 0 | 0 | 0 | 0 | 0 | 0 | 0 | 0 | 0 | 0 | 0 | 0 | 0 | 0 | 0 | 0 | 0 | 0 | 0 | 0
SA | Northern SA | S5 | 0 | 0 | 0 | 0 | 0 | 0 | 0 | 0 | 0 | 0 | 0 | 0 | 0 | 0 | 0 | 0 | 0 | 0 | 0 | 0 | 0
SA | Leigh Creek | S6 | 0 | 0 | 0 | 0 | 0 | 0 | 0 | 0 | 0 | 0 | 0 | 0 | 0 | 0 | 0 | 0 | 0 | 0 | 0 | 0 | 0
SA | Roxby Downs | S7 | 0 | 0 | 0 | 0 | 0 | 0 | 0 | 0 | 0 | 0 | 0 | 0 | 0 | 0 | 0 | 0 | 0 | 0 | 0 | 0 | 0
SA | Eastern Eyre Peninsula | S8 | 0 | 0 | 0 | 0 | 0 | 0 | 0 | 0 | 0 | 0 | 0 | 0 | 0 | 0 | 0 | 0 | 0 | 0 | 0 | 0 | 0
SA | Western Eyre Peninsula | S9 | 0 | 0 | 0 | 0 | 0 | 0 | 0 | 0 | 0 | 0 | 0 | 0 | 0 | 0 | 0 | 0 | 0 | 0 | 0 | 0 | 0
TAS | North East Tasmania | T1 | 0 | 0 | 0 | 0 | 0 | 49.5123 | 250 | 250 | 250 | 250 | 250 | 250 | 250 | 250 | 250 | 250 | 250 | 250 | 250 | 250 | 250
TAS | North West Tasmania | T2 | 0 | 0 | 0 | 0 | 0 | 0 | 340 | 340 | 340 | 340 | 340 | 340 | 340 | 340 | 340 | 340 | 340 | 340 | 340 | 340 | 340
TAS | Tasmania Midlands | T3 | 206.6219 | 436.3087 | 436.3087 | 436.3087 | 436.3087 | 480 | 480 | 480 | 480 | 480 | 480 | 480 | 480 | 480 | 480 | 480 | 480 | 480 | 480 | 480 | 480
Shadow REZs |  |  | 0 | 0 | 0 | 3722.2201 | 3722.2201 | 6963.3272 | 7202.922 | 7202.922 | 7202.922 | 7202.922 | 7202.922 | 7202.922 | 7202.922 | 7202.922 | 8572.922 | 8572.922 | 8572.922 | 8572.922 | 8572.922 | 8572.922 | 8572.922
Total Capacity |  |  | 4916.9018 | 6127.0769 | 7261.0616 | 10983.2817 | 11744.7561 | 17375.5028 | 18155.5853 | 18155.5853 | 18155.5853 | 18155.5853 | 18155.5853 | 18155.5853 | 18155.5853 | 18155.5853 | 19525.5853 | 19525.5853 | 19525.5853 | 19525.5853 | 19525.5853 | 19525.5853 | 19525.5853
Large-scale Solar and Wind (Utility)
Region | REZ Name | REZ Code | 2022 | 2023 | 2024 | 2025 | 2026 | 2027 | 2028 | 2029 | 2030 | 2031 | 2032 | 2033 | 2034 | 2035 | 2036 | 2037 | 2038 | 2039 | 2040 | 2041 | 2042
QLD | Far North QLD | Q1 | 645 | 700 | 700 | 700 | 700 | 700 | 700 | 700 | 700 | 700 | 700 | 700 | 700 | 700 | 700 | 700 | 700 | 700 | 700 | 700 | 700
QLD | North Qld Clean Energy Hub | Q2 | 0 | 0 | 0 | 0 | 0 | 0 | 0 | 0 | 0 | 0 | 0 | 0 | 0 | 0 | 0 | 0 | 0 | 0 | 0 | 0 | 0
QLD | Northern Qld | Q3 | 0 | 0 | 0 | 0 | 0 | 0 | 0 | 0 | 0 | 0 | 0 | 0 | 0 | 0 | 0 | 0 | 0 | 0 | 0 | 0 | 0
QLD | Isaac | Q4 | 846.3516 | 1146.1488 | 1146.1488 | 1146.1488 | 1146.1488 | 1146.1488 | 1146.1488 | 1146.1488 | 1146.1488 | 1146.1488 | 1146.1488 | 1146.1488 | 1146.1488 | 1146.1488 | 1146.1488 | 1146.1488 | 1146.1488 | 1146.1488 | 1146.1488 | 1146.1488 | 1146.1488
QLD | Barcaldine | Q5 | 0 | 0 | 0 | 0 | 0 | 0 | 0 | 0 | 0 | 0 | 0 | 0 | 0 | 0 | 0 | 0 | 0 | 0 | 0 | 0 | 0
QLD | Fitzroy | Q6 | 653.8512 | 653.8512 | 653.8512 | 653.8512 | 653.8512 | 653.8512 | 653.8512 | 653.8512 | 653.8512 | 653.8512 | 653.8512 | 653.8512 | 653.8512 | 653.8512 | 653.8512 | 653.8512 | 653.8512 | 653.8512 | 653.8512 | 653.8512 | 653.8512
QLD | Wide Bay | Q7 | 0 | 0 | 440.8896 | 440.8896 | 500 | 500 | 500 | 500 | 500 | 500 | 500 | 500 | 500 | 500 | 500 | 500 | 500 | 500 | 500 | 500 | 500
QLD | Darling Downs | Q8 | 1400 | 1740.951 | 3000 | 3000 | 3000 | 3000 | 3000 | 3000 | 3000 | 3000 | 3000 | 3000 | 3000 | 3000 | 3000 | 3000 | 3000 | 3000 | 3000 | 3000 | 3000
NSW | North West NSW | N1 | 115 | 115 | 115 | 115 | 115 | 115 | 115 | 115 | 115 | 115 | 115 | 115 | 115 | 115 | 115 | 115 | 115 | 115 | 115 | 115 | 115
NSW | New England | N2 | 300 | 300 | 300 | 300 | 300 | 300 | 300 | 300 | 300 | 300 | 300 | 300 | 300 | 300 | 300 | 300 | 300 | 300 | 300 | 300 | 300
NSW | Central-West Orana | N3 | 700 | 700 | 700 | 700 | 700 | 700 | 700 | 700 | 700 | 700 | 700 | 700 | 700 | 700 | 700 | 700 | 700 | 700 | 700 | 700 | 700
NSW | Southern NSW Tablelands | N4 | 0 | 228 | 228 | 228 | 228 | 228 | 228 | 228 | 228 | 228 | 228 | 228 | 228 | 228 | 228 | 228 | 228 | 228 | 228 | 228 | 228
NSW | Broken Hill | N5 | 0 | 0 | 0 | 0 | 0 | 0 | 0 | 0 | 0 | 0 | 0 | 0 | 0 | 0 | 0 | 0 | 0 | 0 | 0 | 0 | 0
NSW | South West NSW | N6 | 0 | 0 | 0 | 0 | 0 | 0 | 0 | 0 | 0 | 0 | 0 | 0 | 0 | 0 | 0 | 0 | 0 | 0 | 0 | 0 | 0
NSW | Wagga Wagga | N7 | 0 | 0 | 0 | 0 | 0 | 0 | 0 | 0 | 0 | 0 | 0 | 0 | 0 | 0 | 0 | 0 | 0 | 0 | 0 | 0 | 0
NSW | Tumut | N8 | 0 | 0 | 0 | 0 | 0 | 0 | 0 | 0 | 0 | 0 | 0 | 0 | 0 | 0 | 0 | 0 | 0 | 0 | 0 | 0 | 0
NSW | Cooma-Monaro | N9 | 200 | 200 | 200 | 200 | 200 | 200 | 200 | 200 | 200 | 200 | 200 | 200 | 200 | 200 | 200 | 200 | 200 | 200 | 200 | 200 | 200
VIC | Ovens Murray | V1 | 0 | 0 | 0 | 0 | 0 | 0 | 0 | 0 | 0 | 0 | 0 | 0 | 0 | 0 | 0 | 0 | 0 | 0 | 0 | 0 | 0
VIC | Murray River | V2 | 0 | 0 | 0 | 0 | 0 | 0 | 0 | 0 | 0 | 0 | 0 | 0 | 0 | 0 | 0 | 0 | 0 | 0 | 0 | 0 | 0
VIC | Western Victoria | V3 | 450 | 450 | 450 | 450 | 450 | 450 | 450 | 450 | 450 | 450 | 450 | 450 | 450 | 450 | 450 | 450 | 450 | 450 | 450 | 450 | 450
VIC | South West Victoria | V4 | 0 | 151.2 | 151.2 | 151.2 | 434.6143 | 750 | 750 | 750 | 750 | 750 | 750 | 750 | 750 | 750 | 750 | 750 | 750 | 750 | 750 | 750 | 750
VIC | Gippsland | V5 | 0 | 0 | 0 | 0 | 212.26 | 2000 | 2000 | 2000 | 2000 | 2000 | 2000 | 2000 | 2000 | 2000 | 2000 | 2000 | 2000 | 2000 | 2000 | 2000 | 2000
VIC | Central North Vic | V6 | 0 | 0 | 151.8651 | 151.8651 | 606.6896 | 800 | 800 | 800 | 800 | 800 | 800 | 800 | 800 | 800 | 800 | 800 | 800 | 800 | 800 | 800 | 800
SA | South East SA | S1 | 0 | 0 | 55 | 55 | 55 | 55 | 55 | 55 | 55 | 55 | 55 | 55 | 55 | 55 | 55 | 55 | 55 | 55 | 55 | 55 | 55
SA | Riverland | S2 | 0 | 200 | 200 | 200 | 200 | 200 | 200 | 200 | 200 | 200 | 200 | 200 | 200 | 200 | 200 | 200 | 200 | 200 | 200 | 200 | 200
SA | Mid-North SA | S3 | 570.2799 | 830.6171 | 830.6171 | 830.6171 | 830.6171 | 830.6171 | 830.6171 | 830.6171 | 830.6171 | 830.6171 | 830.6171 | 830.6171 | 830.6171 | 830.6171 | 830.6171 | 830.6171 | 830.6171 | 830.6171 | 830.6171 | 830.6171 | 830.6171
SA | Yorke Peninsula | S4 | 0 | 0 | 0 | 0 | 0 | 0 | 0 | 0 | 0 | 0 | 0 | 0 | 0 | 0 | 0 | 0 | 0 | 0 | 0 | 0 | 0
SA | Northern SA | S5 | 0 | 0 | 0 | 0 | 0 | 0 | 0 | 0 | 0 | 0 | 0 | 0 | 0 | 0 | 0 | 0 | 0 | 0 | 0 | 0 | 0
SA | Leigh Creek | S6 | 0 | 0 | 0 | 0 | 0 | 0 | 0 | 0 | 0 | 0 | 0 | 0 | 0 | 0 | 0 | 0 | 0 | 0 | 0 | 0 | 0
SA | Roxby Downs | S7 | 169.3829 | 169.3829 | 169.3829 | 169.3829 | 169.3829 | 169.3829 | 169.3829 | 169.3829 | 169.3829 | 169.3829 | 169.3829 | 169.3829 | 169.3829 | 169.3829 | 169.3829 | 169.3829 | 169.3829 | 169.3829 | 169.3829 | 169.3829 | 169.3829
SA | Eastern Eyre Peninsula | S8 | 0 | 0 | 0 | 0 | 0 | 0 | 0 | 0 | 0 | 0 | 0 | 0 | 0 | 0 | 0 | 0 | 0 | 0 | 0 | 0 | 0
SA | Western Eyre Peninsula | S9 | 0 | 0 | 0 | 0 | 0 | 0 | 0 | 0 | 0 | 0 | 0 | 0 | 0 | 0 | 0 | 0 | 0 | 0 | 0 | 0 | 0
TAS | North East Tasmania | T1 | 0 | 0 | 0 | 0 | 0 | 49.5123 | 250 | 250 | 250 | 250 | 250 | 250 | 250 | 250 | 250 | 250 | 250 | 250 | 250 | 250 | 250
TAS | North West Tasmania | T2 | 0 | 0 | 0 | 0 | 0 | 0 | 340 | 340 | 340 | 340 | 340 | 340 | 340 | 340 | 340 | 340 | 340 | 340 | 340 | 340 | 340
TAS | Tasmania Midlands | T3 | 206.6219 | 436.3087 | 436.3087 | 436.3087 | 436.3087 | 480 | 480 | 480 | 480 | 480 | 480 | 480 | 480 | 480 | 480 | 480 | 480 | 480 | 480 | 480 | 480
Shadow REZs |  |  | 0 | 0 | 0 | 3964.5825 | 5115.1742 | 12705.251 | 12944.8457 | 12944.8457 | 12944.8457 | 12944.8457 | 12944.8457 | 12944.8457 | 12944.8457 | 12944.8457 | 14314.8457 | 14314.8457 | 14314.8457 | 14314.8457 | 14314.8457 | 14314.8457 | 14314.8457
Total Capacity |  |  | 6256.4875 | 8021.4597 | 9928.2633 | 13892.8459 | 16053.0468 | 26032.7633 | 26812.8457 | 26812.8457 | 26812.8457 | 26812.8457 | 26812.8457 | 26812.8457 | 26812.8457 | 26812.8457 | 28182.8457 | 28182.8457 | 28182.8457 | 28182.8457 | 28182.8457 | 28182.8457 | 28182.8457

## REZCapacity_2
Installed capacity by REZ (MW) - Step Change (DP7)
Capacity installed at the beginning of each financial year, i.e. 1st July. Years are financial year ending. This includes the cumulative development of VRE capacity beyond existing and committed projects.
Large-scale Solar
Region | REZ Name | REZ Code | 2022 | 2023 | 2024 | 2025 | 2026 | 2027 | 2028 | 2029 | 2030 | 2031 | 2032 | 2033 | 2034 | 2035 | 2036 | 2037 | 2038 | 2039 | 2040 | 2041 | 2042
QLD | Far North QLD | Q1 | 0 | 55 | 55 | 55 | 55 | 55 | 55 | 55 | 55 | 55 | 55 | 55 | 55 | 55 | 55 | 55 | 55 | 55 | 55 | 55 | 55
QLD | North Qld Clean Energy Hub | Q2 | 0 | 0 | 0 | 0 | 0 | 0 | 0 | 0 | 0 | 0 | 0 | 0 | 0 | 0 | 0 | 0 | 0 | 0 | 0 | 0 | 0
QLD | Northern Qld | Q3 | 0 | 0 | 0 | 0 | 0 | 0 | 0 | 0 | 0 | 0 | 0 | 0 | 0 | 0 | 0 | 0 | 0 | 0 | 0 | 0 | 0
QLD | Isaac | Q4 | 0 | 355 | 355 | 355 | 355 | 355 | 355 | 355 | 355 | 355 | 355 | 355 | 355 | 355 | 355 | 355 | 355 | 355 | 355 | 355 | 355
QLD | Barcaldine | Q5 | 0 | 0 | 0 | 0 | 0 | 0 | 0 | 0 | 0 | 0 | 0 | 0 | 0 | 0 | 0 | 0 | 0 | 0 | 0 | 0 | 0
QLD | Fitzroy | Q6 | 0 | 0 | 0 | 0 | 0 | 0 | 0 | 0 | 0 | 0 | 0 | 0 | 0 | 0 | 0 | 0 | 0 | 0 | 0 | 0 | 0
QLD | Wide Bay | Q7 | 0 | 0 | 0 | 0 | 0 | 0 | 0 | 0 | 0 | 174.8031 | 200 | 200 | 200 | 200 | 200 | 200 | 200 | 200 | 200 | 200 | 200
QLD | Darling Downs | Q8 | 0 | 0 | 0 | 0 | 0 | 0 | 394.6051 | 439.4597 | 1159.0876 | 1344.6964 | 1344.6964 | 3224.7372 | 4653.3737 | 4940.5382 | 6201.1144 | 6201.1144 | 6760.7985 | 6870.1589 | 7091.876 | 7700 | 7700
NSW | North West NSW | N1 | 0 | 115 | 115 | 115 | 115 | 115 | 115 | 115 | 115 | 115 | 1100 | 1100 | 1865.1305 | 1865.1305 | 4215.3817 | 4215.3817 | 4215.3817 | 4215.3817 | 4215.3817 | 5267.7663 | 5267.7663
NSW | New England | N2 | 0 | 115 | 300 | 300 | 300 | 300 | 300 | 300 | 300 | 300 | 300 | 300 | 300 | 300 | 300 | 300 | 300 | 300 | 300 | 300 | 300
NSW | Central-West Orana | N3 | 0 | 150 | 150 | 150 | 1564.5247 | 1564.5247 | 1564.5247 | 1564.5247 | 1564.5247 | 2161.0998 | 2200 | 2200 | 2200 | 2200 | 2200 | 2200 | 4795.1135 | 4795.1135 | 4795.1135 | 4795.1135 | 4795.1135
NSW | Southern NSW Tablelands | N4 | 0 | 0 | 0 | 0 | 0 | 0 | 0 | 0 | 0 | 0 | 0 | 0 | 0 | 0 | 0 | 0 | 0 | 0 | 0 | 0 | 0
NSW | Broken Hill | N5 | 0 | 0 | 0 | 0 | 0 | 0 | 0 | 0 | 0 | 0 | 0 | 0 | 0 | 0 | 0 | 0 | 0 | 0 | 0 | 0 | 0
NSW | South West NSW | N6 | 0 | 0 | 0 | 0 | 0 | 600 | 600 | 600 | 600 | 600 | 600 | 600 | 600 | 600 | 600 | 600 | 600 | 600 | 600 | 600 | 600
NSW | Wagga Wagga | N7 | 0 | 0 | 0 | 0 | 0 | 291.4304 | 989.043 | 989.043 | 989.043 | 989.043 | 1000 | 1000 | 1000 | 1000 | 1000 | 1000 | 1000 | 1000 | 1000 | 1000 | 1000
NSW | Tumut | N8 | 0 | 0 | 0 | 0 | 0 | 0 | 0 | 0 | 0 | 0 | 0 | 0 | 0 | 0 | 0 | 0 | 0 | 0 | 0 | 0 | 0
NSW | Cooma-Monaro | N9 | 0 | 0 | 0 | 0 | 0 | 0 | 0 | 0 | 0 | 0 | 0 | 0 | 0 | 0 | 0 | 0 | 0 | 0 | 0 | 0 | 0
VIC | Ovens Murray | V1 | 0 | 0 | 0 | 0 | 0 | 0 | 0 | 0 | 0 | 0 | 0 | 0 | 0 | 0 | 0 | 0 | 0 | 0 | 0 | 0 | 0
VIC | Murray River | V2 | 0 | 0 | 0 | 0 | 0 | 358.6822 | 380 | 380 | 380 | 380 | 380 | 380 | 579.7674 | 579.7674 | 579.7674 | 579.7674 | 579.7674 | 579.7674 | 579.7674 | 579.7674 | 579.7674
VIC | Western Victoria | V3 | 0 | 0 | 0 | 0 | 0 | 0 | 0 | 0 | 0 | 19.6693 | 19.6693 | 400 | 400 | 400 | 400 | 400 | 400 | 400 | 400 | 400 | 400
VIC | South West Victoria | V4 | 0 | 0 | 0 | 0 | 0 | 0 | 0 | 0 | 0 | 0 | 0 | 0 | 0 | 0 | 0 | 0 | 0 | 0 | 0 | 0 | 0
VIC | Gippsland | V5 | 0 | 0 | 0 | 0 | 0 | 0 | 0 | 0 | 0 | 0 | 0 | 0 | 0 | 0 | 0 | 0 | 0 | 0 | 0 | 0 | 0
VIC | Central North Vic | V6 | 0 | 0 | 0 | 0 | 0 | 0 | 400 | 400 | 400 | 400 | 400 | 400 | 400 | 400 | 1340.7604 | 1900 | 1900 | 1900 | 1900 | 1900 | 1900
SA | South East SA | S1 | 0 | 0 | 0 | 0 | 0 | 0 | 0 | 0 | 0 | 0 | 0 | 0 | 0 | 0 | 0 | 0 | 0 | 0 | 0 | 0 | 0
SA | Riverland | S2 | 0 | 0 | 0 | 0 | 66.7358 | 800.4625 | 1000 | 1000 | 1000 | 1000 | 1000 | 1000 | 1000 | 1000 | 1000 | 1000 | 1000 | 1000 | 1000 | 1000 | 1000
SA | Mid-North SA | S3 | 0 | 0 | 0 | 0 | 0 | 0 | 0 | 0 | 0 | 0 | 0 | 0 | 0 | 0 | 0 | 0 | 0 | 0 | 0 | 0 | 0
SA | Yorke Peninsula | S4 | 0 | 0 | 0 | 0 | 0 | 0 | 0 | 0 | 0 | 0 | 0 | 0 | 0 | 0 | 0 | 0 | 0 | 0 | 0 | 0 | 0
SA | Northern SA | S5 | 0 | 0 | 0 | 0 | 0 | 0 | 0 | 0 | 0 | 0 | 0 | 0 | 0 | 0 | 0 | 0 | 0 | 0 | 0 | 0 | 0
SA | Leigh Creek | S6 | 0 | 0 | 0 | 0 | 0 | 0 | 0 | 0 | 0 | 0 | 0 | 0 | 0 | 0 | 0 | 0 | 0 | 0 | 0 | 0 | 0
SA | Roxby Downs | S7 | 0 | 0 | 0 | 0 | 166.5683 | 166.5683 | 166.5683 | 166.5683 | 166.5683 | 166.5683 | 166.5683 | 166.5683 | 166.5683 | 166.5683 | 166.5683 | 166.5683 | 166.5683 | 166.5683 | 372.4171 | 372.4171 | 372.4171
SA | Eastern Eyre Peninsula | S8 | 0 | 0 | 0 | 0 | 0 | 0 | 0 | 0 | 0 | 0 | 0 | 0 | 0 | 0 | 0 | 0 | 0 | 0 | 0 | 0 | 0
SA | Western Eyre Peninsula | S9 | 0 | 0 | 0 | 0 | 0 | 0 | 0 | 0 | 0 | 0 | 0 | 0 | 0 | 0 | 0 | 0 | 0 | 0 | 0 | 0 | 0
TAS | North East Tasmania | T1 | 0 | 0 | 0 | 0 | 0 | 0 | 0 | 0 | 0 | 0 | 0 | 0 | 0 | 0 | 0 | 0 | 0 | 0 | 0 | 0 | 0
TAS | North West Tasmania | T2 | 0 | 0 | 0 | 0 | 0 | 0 | 150 | 150 | 150 | 150 | 150 | 150 | 150 | 150 | 150 | 150 | 150 | 150 | 150 | 150 | 150
TAS | Tasmania Midlands | T3 | 0 | 0 | 0 | 0 | 0 | 0 | 0 | 0 | 0 | 0 | 0 | 0 | 0 | 0 | 0 | 0 | 0 | 0 | 0 | 0 | 0
Total Capacity |  |  | 0 | 790 | 975 | 975 | 2622.8289 | 4606.6682 | 6469.7411 | 6514.5958 | 7234.2236 | 8210.88 | 9270.9341 | 11531.3056 | 13924.8399 | 14212.0045 | 18763.5922 | 19322.8318 | 22477.6294 | 22586.9898 | 23014.5557 | 24675.0643 | 24675.0643
Wind
Region | REZ Name | REZ Code | 2022 | 2023 | 2024 | 2025 | 2026 | 2027 | 2028 | 2029 | 2030 | 2031 | 2032 | 2033 | 2034 | 2035 | 2036 | 2037 | 2038 | 2039 | 2040 | 2041 | 2042
QLD | Far North QLD | Q1 | 0 | 0 | 0 | 0 | 645 | 645 | 645 | 645 | 645 | 906.7646 | 926.5416 | 1090 | 1090 | 1090 | 1967.0605 | 1967.0605 | 2400 | 2400 | 2400 | 2400 | 2400
QLD | North Qld Clean Energy Hub | Q2 | 0 | 0 | 0 | 0 | 0 | 0 | 0 | 0 | 0 | 0 | 0 | 0 | 0 | 0 | 0 | 0 | 0 | 0 | 0 | 0 | 0
QLD | Northern Qld | Q3 | 0 | 0 | 0 | 0 | 0 | 0 | 0 | 0 | 0 | 0 | 0 | 0 | 0 | 0 | 0 | 0 | 0 | 0 | 0 | 0 | 0
QLD | Isaac | Q4 | 0 | 0 | 0 | 0 | 966.2118 | 966.2118 | 966.2118 | 1000 | 1000 | 1000 | 1000 | 1000 | 1000 | 1000 | 1000 | 1000 | 1000 | 1000 | 1000 | 1000 | 1000
QLD | Barcaldine | Q5 | 0 | 0 | 0 | 0 | 0 | 0 | 0 | 0 | 0 | 0 | 0 | 0 | 0 | 0 | 0 | 0 | 0 | 0 | 0 | 0 | 0
QLD | Fitzroy | Q6 | 0 | 0 | 0 | 0 | 0 | 478.7882 | 478.7882 | 478.7882 | 478.7882 | 900 | 900 | 900 | 900 | 900 | 900 | 900 | 900 | 900 | 900 | 900 | 900
QLD | Wide Bay | Q7 | 0 | 0 | 0 | 0 | 0 | 0 | 0 | 0 | 300 | 300 | 300 | 300 | 300 | 300 | 300 | 300 | 300 | 300 | 300 | 300 | 300
QLD | Darling Downs | Q8 | 0 | 500 | 500 | 500 | 500 | 1400 | 1400 | 1655.3036 | 1655.3036 | 1655.3036 | 1655.3036 | 3857.4318 | 3857.4318 | 3857.4318 | 4156.6276 | 4445.5019 | 5285.4068 | 5285.4068 | 5285.4068 | 5285.4068 | 5285.4068
NSW | North West NSW | N1 | 0 | 0 | 0 | 0 | 0 | 0 | 0 | 0 | 0 | 0 | 0 | 0 | 0 | 0 | 0 | 0 | 0 | 0 | 0 | 0 | 0
NSW | New England | N2 | 0 | 0 | 0 | 0 | 0 | 0 | 0 | 0 | 0 | 1188.6722 | 3039.0435 | 4305.9253 | 4466.1416 | 4610.4677 | 4799.1543 | 4799.1543 | 4996.0931 | 4996.0931 | 4996.0931 | 4996.0931 | 4996.0931
NSW | Central-West Orana | N3 | 0 | 0 | 0 | 0 | 0 | 0 | 760.542 | 760.542 | 760.542 | 800 | 800 | 800 | 800 | 800 | 2200.6988 | 2200.6988 | 2200.6988 | 2200.6988 | 2200.6988 | 2200.6988 | 2200.6988
NSW | Southern NSW Tablelands | N4 | 0 | 227 | 228 | 228 | 228 | 228 | 228 | 228 | 228 | 228 | 228 | 228 | 228 | 228 | 228 | 228 | 228 | 228 | 228 | 228 | 228
NSW | Broken Hill | N5 | 0 | 0 | 0 | 0 | 0 | 0 | 0 | 0 | 0 | 0 | 0 | 0 | 0 | 0 | 0 | 0 | 0 | 0 | 0 | 0 | 0
NSW | South West NSW | N6 | 0 | 0 | 0 | 0 | 0 | 0 | 0 | 0 | 0 | 0 | 0 | 0 | 0 | 0 | 0 | 0 | 0 | 0 | 0 | 0 | 0
NSW | Wagga Wagga | N7 | 0 | 0 | 0 | 0 | 0 | 0 | 0 | 0 | 0 | 0 | 0 | 0 | 0 | 0 | 0 | 0 | 0 | 0 | 0 | 0 | 0
NSW | Tumut | N8 | 0 | 0 | 0 | 0 | 0 | 0 | 0 | 0 | 0 | 0 | 0 | 0 | 0 | 0 | 0 | 0 | 0 | 0 | 0 | 0 | 0
NSW | Cooma-Monaro | N9 | 0 | 0 | 107.1895 | 107.1895 | 107.1895 | 107.1895 | 107.1895 | 107.1895 | 107.1895 | 207.1895 | 300 | 300 | 300 | 300 | 300 | 300 | 300 | 300 | 300 | 300 | 300
VIC | Ovens Murray | V1 | 0 | 0 | 0 | 0 | 0 | 0 | 0 | 0 | 0 | 0 | 0 | 0 | 0 | 0 | 0 | 0 | 0 | 0 | 0 | 0 | 0
VIC | Murray River | V2 | 0 | 0 | 0 | 0 | 0 | 0 | 0 | 0 | 0 | 0 | 0 | 0 | 0 | 0 | 0 | 0 | 0 | 0 | 0 | 0 | 0
VIC | Western Victoria | V3 | 0 | 209 | 209 | 209 | 209 | 209 | 700 | 700 | 700 | 700 | 700 | 700 | 700 | 700 | 1050 | 1050 | 1050 | 1050 | 1050 | 1050 | 1050
VIC | South West Victoria | V4 | 0 | 151.2 | 151.2 | 151.2 | 151.2 | 151.2 | 750 | 750 | 750 | 851.9144 | 851.9144 | 851.9144 | 851.9144 | 851.9144 | 1000 | 1800.2245 | 1800.2245 | 1800.2245 | 2618.3131 | 3375.3572 | 3375.3572
VIC | Gippsland | V5 | 0 | 0 | 0 | 0 | 0 | 0 | 70.6386 | 70.6386 | 70.6386 | 70.6386 | 70.6386 | 70.6386 | 70.6386 | 70.6386 | 70.6386 | 500 | 1133.6079 | 1133.6079 | 1133.6079 | 1133.6079 | 1133.6079
VIC | Central North Vic | V6 | 0 | 0 | 0 | 0 | 0 | 0 | 400 | 400 | 400 | 400 | 400 | 400 | 400 | 400 | 400 | 400 | 654.3208 | 654.3208 | 654.3208 | 654.3208 | 654.3208
SA | South East SA | S1 | 0 | 0 | 0 | 0 | 0 | 0 | 55 | 55 | 55 | 262.9094 | 306.1728 | 306.1728 | 306.1728 | 306.1728 | 306.1728 | 306.1728 | 800 | 800 | 800 | 800 | 800
SA | Riverland | S2 | 0 | 0 | 0 | 0 | 0 | 0 | 0 | 0 | 0 | 0 | 0 | 0 | 0 | 0 | 0 | 0 | 0 | 0 | 0 | 0 | 0
SA | Mid-North SA | S3 | 0 | 0 | 0 | 0 | 46.0422 | 499.4557 | 833.4317 | 833.4317 | 833.4317 | 833.4317 | 833.4317 | 833.4317 | 833.4317 | 833.4317 | 1065.0889 | 1065.0889 | 1200 | 1200 | 1200 | 1200 | 1200
SA | Yorke Peninsula | S4 | 0 | 0 | 0 | 0 | 0 | 0 | 0 | 0 | 0 | 0 | 0 | 0 | 0 | 0 | 450.2526 | 612.2757 | 612.2757 | 612.2757 | 612.2757 | 946.9229 | 946.9229
SA | Northern SA | S5 | 0 | 0 | 0 | 0 | 0 | 0 | 0 | 0 | 0 | 0 | 0 | 0 | 0 | 0 | 0 | 0 | 0 | 0 | 0 | 0 | 0
SA | Leigh Creek | S6 | 0 | 0 | 0 | 0 | 0 | 0 | 0 | 0 | 0 | 0 | 0 | 0 | 0 | 0 | 0 | 0 | 0 | 0 | 0 | 0 | 0
SA | Roxby Downs | S7 | 0 | 0 | 0 | 0 | 0 | 0 | 0 | 0 | 0 | 0 | 0 | 0 | 0 | 0 | 0 | 0 | 0 | 0 | 0 | 0 | 0
SA | Eastern Eyre Peninsula | S8 | 0 | 0 | 0 | 0 | 0 | 0 | 0 | 0 | 0 | 0 | 0 | 0 | 0 | 0 | 0 | 0 | 0 | 0 | 0 | 0 | 0
SA | Western Eyre Peninsula | S9 | 0 | 0 | 0 | 0 | 0 | 0 | 0 | 0 | 0 | 0 | 0 | 0 | 0 | 0 | 0 | 0 | 0 | 0 | 0 | 0 | 0
TAS | North East Tasmania | T1 | 0 | 0 | 0 | 0 | 0 | 0 | 0 | 0 | 0 | 0 | 0 | 250 | 250 | 250 | 250 | 250 | 250 | 250 | 250 | 250 | 250
TAS | North West Tasmania | T2 | 0 | 0 | 0 | 0 | 0 | 0 | 0 | 0 | 0 | 0 | 0 | 0 | 0 | 0 | 0 | 0 | 0 | 0 | 0 | 0 | 0
TAS | Tasmania Midlands | T3 | 0 | 0 | 117.7553 | 243.599 | 378.7184 | 519.8631 | 761.1301 | 765.9708 | 1139.1964 | 2026.385 | 2026.385 | 2574.9093 | 2574.9093 | 2574.9093 | 2574.9093 | 2574.9093 | 2574.9093 | 2574.9093 | 2574.9093 | 2574.9093 | 2574.9093
Total Capacity |  |  | 0 | 1087.2 | 1313.1448 | 1438.9885 | 3231.3619 | 5204.7084 | 8155.9319 | 8449.8644 | 9123.09 | 12331.209 | 14337.4312 | 18768.4238 | 18928.6401 | 19072.9662 | 23018.6033 | 24699.0866 | 27685.5368 | 27685.5368 | 28503.6254 | 29595.3167 | 29595.3167
Large-scale Solar and Wind (Utility)
Region | REZ Name | REZ Code | 2022 | 2023 | 2024 | 2025 | 2026 | 2027 | 2028 | 2029 | 2030 | 2031 | 2032 | 2033 | 2034 | 2035 | 2036 | 2037 | 2038 | 2039 | 2040 | 2041 | 2042
QLD | Far North QLD | Q1 | 0 | 55 | 55 | 55 | 700 | 700 | 700 | 700 | 700 | 961.7646 | 981.5416 | 1145 | 1145 | 1145 | 2022.0605 | 2022.0605 | 2455 | 2455 | 2455 | 2455 | 2455
QLD | North Qld Clean Energy Hub | Q2 | 0 | 0 | 0 | 0 | 0 | 0 | 0 | 0 | 0 | 0 | 0 | 0 | 0 | 0 | 0 | 0 | 0 | 0 | 0 | 0 | 0
QLD | Northern Qld | Q3 | 0 | 0 | 0 | 0 | 0 | 0 | 0 | 0 | 0 | 0 | 0 | 0 | 0 | 0 | 0 | 0 | 0 | 0 | 0 | 0 | 0
QLD | Isaac | Q4 | 0 | 355 | 355 | 355 | 1321.2118 | 1321.2118 | 1321.2118 | 1355 | 1355 | 1355 | 1355 | 1355 | 1355 | 1355 | 1355 | 1355 | 1355 | 1355 | 1355 | 1355 | 1355
QLD | Barcaldine | Q5 | 0 | 0 | 0 | 0 | 0 | 0 | 0 | 0 | 0 | 0 | 0 | 0 | 0 | 0 | 0 | 0 | 0 | 0 | 0 | 0 | 0
QLD | Fitzroy | Q6 | 0 | 0 | 0 | 0 | 0 | 478.7882 | 478.7882 | 478.7882 | 478.7882 | 900 | 900 | 900 | 900 | 900 | 900 | 900 | 900 | 900 | 900 | 900 | 900
QLD | Wide Bay | Q7 | 0 | 0 | 0 | 0 | 0 | 0 | 0 | 0 | 300 | 474.8031 | 500 | 500 | 500 | 500 | 500 | 500 | 500 | 500 | 500 | 500 | 500
QLD | Darling Downs | Q8 | 0 | 500 | 500 | 500 | 500 | 1400 | 1794.6051 | 2094.7633 | 2814.3912 | 3000 | 3000 | 7082.169 | 8510.8055 | 8797.97 | 10357.742 | 10646.6162 | 12046.2053 | 12155.5657 | 12377.2828 | 12985.4068 | 12985.4068
NSW | North West NSW | N1 | 0 | 115 | 115 | 115 | 115 | 115 | 115 | 115 | 115 | 115 | 1100 | 1100 | 1865.1305 | 1865.1305 | 4215.3817 | 4215.3817 | 4215.3817 | 4215.3817 | 4215.3817 | 5267.7663 | 5267.7663
NSW | New England | N2 | 0 | 115 | 300 | 300 | 300 | 300 | 300 | 300 | 300 | 1488.6722 | 3339.0435 | 4605.9253 | 4766.1416 | 4910.4677 | 5099.1543 | 5099.1543 | 5296.0931 | 5296.0931 | 5296.0931 | 5296.0931 | 5296.0931
NSW | Central-West Orana | N3 | 0 | 150 | 150 | 150 | 1564.5247 | 1564.5247 | 2325.0667 | 2325.0667 | 2325.0667 | 2961.0998 | 3000 | 3000 | 3000 | 3000 | 4400.6988 | 4400.6988 | 6995.8123 | 6995.8123 | 6995.8123 | 6995.8123 | 6995.8123
NSW | Southern NSW Tablelands | N4 | 0 | 227 | 228 | 228 | 228 | 228 | 228 | 228 | 228 | 228 | 228 | 228 | 228 | 228 | 228 | 228 | 228 | 228 | 228 | 228 | 228
NSW | Broken Hill | N5 | 0 | 0 | 0 | 0 | 0 | 0 | 0 | 0 | 0 | 0 | 0 | 0 | 0 | 0 | 0 | 0 | 0 | 0 | 0 | 0 | 0
NSW | South West NSW | N6 | 0 | 0 | 0 | 0 | 0 | 600 | 600 | 600 | 600 | 600 | 600 | 600 | 600 | 600 | 600 | 600 | 600 | 600 | 600 | 600 | 600
NSW | Wagga Wagga | N7 | 0 | 0 | 0 | 0 | 0 | 291.4304 | 989.043 | 989.043 | 989.043 | 989.043 | 1000 | 1000 | 1000 | 1000 | 1000 | 1000 | 1000 | 1000 | 1000 | 1000 | 1000
NSW | Tumut | N8 | 0 | 0 | 0 | 0 | 0 | 0 | 0 | 0 | 0 | 0 | 0 | 0 | 0 | 0 | 0 | 0 | 0 | 0 | 0 | 0 | 0
NSW | Cooma-Monaro | N9 | 0 | 0 | 107.1895 | 107.1895 | 107.1895 | 107.1895 | 107.1895 | 107.1895 | 107.1895 | 207.1895 | 300 | 300 | 300 | 300 | 300 | 300 | 300 | 300 | 300 | 300 | 300
VIC | Ovens Murray | V1 | 0 | 0 | 0 | 0 | 0 | 0 | 0 | 0 | 0 | 0 | 0 | 0 | 0 | 0 | 0 | 0 | 0 | 0 | 0 | 0 | 0
VIC | Murray River | V2 | 0 | 0 | 0 | 0 | 0 | 358.6822 | 380 | 380 | 380 | 380 | 380 | 380 | 579.7674 | 579.7674 | 579.7674 | 579.7674 | 579.7674 | 579.7674 | 579.7674 | 579.7674 | 579.7674
VIC | Western Victoria | V3 | 0 | 209 | 209 | 209 | 209 | 209 | 700 | 700 | 700 | 719.6693 | 719.6693 | 1100 | 1100 | 1100 | 1450 | 1450 | 1450 | 1450 | 1450 | 1450 | 1450
VIC | South West Victoria | V4 | 0 | 151.2 | 151.2 | 151.2 | 151.2 | 151.2 | 750 | 750 | 750 | 851.9144 | 851.9144 | 851.9144 | 851.9144 | 851.9144 | 1000 | 1800.2245 | 1800.2245 | 1800.2245 | 2618.3131 | 3375.3572 | 3375.3572
VIC | Gippsland | V5 | 0 | 0 | 0 | 0 | 0 | 0 | 70.6386 | 70.6386 | 70.6386 | 70.6386 | 70.6386 | 70.6386 | 70.6386 | 70.6386 | 70.6386 | 500 | 1133.6079 | 1133.6079 | 1133.6079 | 1133.6079 | 1133.6079
VIC | Central North Vic | V6 | 0 | 0 | 0 | 0 | 0 | 0 | 800 | 800 | 800 | 800 | 800 | 800 | 800 | 800 | 1740.7604 | 2300 | 2554.3208 | 2554.3208 | 2554.3208 | 2554.3208 | 2554.3208
SA | South East SA | S1 | 0 | 0 | 0 | 0 | 0 | 0 | 55 | 55 | 55 | 262.9094 | 306.1728 | 306.1728 | 306.1728 | 306.1728 | 306.1728 | 306.1728 | 800 | 800 | 800 | 800 | 800
SA | Riverland | S2 | 0 | 0 | 0 | 0 | 66.7358 | 800.4625 | 1000 | 1000 | 1000 | 1000 | 1000 | 1000 | 1000 | 1000 | 1000 | 1000 | 1000 | 1000 | 1000 | 1000 | 1000
SA | Mid-North SA | S3 | 0 | 0 | 0 | 0 | 46.0422 | 499.4557 | 833.4317 | 833.4317 | 833.4317 | 833.4317 | 833.4317 | 833.4317 | 833.4317 | 833.4317 | 1065.0889 | 1065.0889 | 1200 | 1200 | 1200 | 1200 | 1200
SA | Yorke Peninsula | S4 | 0 | 0 | 0 | 0 | 0 | 0 | 0 | 0 | 0 | 0 | 0 | 0 | 0 | 0 | 450.2526 | 612.2757 | 612.2757 | 612.2757 | 612.2757 | 946.9229 | 946.9229
SA | Northern SA | S5 | 0 | 0 | 0 | 0 | 0 | 0 | 0 | 0 | 0 | 0 | 0 | 0 | 0 | 0 | 0 | 0 | 0 | 0 | 0 | 0 | 0
SA | Leigh Creek | S6 | 0 | 0 | 0 | 0 | 0 | 0 | 0 | 0 | 0 | 0 | 0 | 0 | 0 | 0 | 0 | 0 | 0 | 0 | 0 | 0 | 0
SA | Roxby Downs | S7 | 0 | 0 | 0 | 0 | 166.5683 | 166.5683 | 166.5683 | 166.5683 | 166.5683 | 166.5683 | 166.5683 | 166.5683 | 166.5683 | 166.5683 | 166.5683 | 166.5683 | 166.5683 | 166.5683 | 372.4171 | 372.4171 | 372.4171
SA | Eastern Eyre Peninsula | S8 | 0 | 0 | 0 | 0 | 0 | 0 | 0 | 0 | 0 | 0 | 0 | 0 | 0 | 0 | 0 | 0 | 0 | 0 | 0 | 0 | 0
SA | Western Eyre Peninsula | S9 | 0 | 0 | 0 | 0 | 0 | 0 | 0 | 0 | 0 | 0 | 0 | 0 | 0 | 0 | 0 | 0 | 0 | 0 | 0 | 0 | 0
TAS | North East Tasmania | T1 | 0 | 0 | 0 | 0 | 0 | 0 | 0 | 0 | 0 | 0 | 0 | 250 | 250 | 250 | 250 | 250 | 250 | 250 | 250 | 250 | 250
TAS | North West Tasmania | T2 | 0 | 0 | 0 | 0 | 0 | 0 | 150 | 150 | 150 | 150 | 150 | 150 | 150 | 150 | 150 | 150 | 150 | 150 | 150 | 150 | 150
TAS | Tasmania Midlands | T3 | 0 | 0 | 117.7553 | 243.599 | 378.7184 | 519.8631 | 761.1301 | 765.9708 | 1139.1964 | 2026.385 | 2026.385 | 2574.9093 | 2574.9093 | 2574.9093 | 2574.9093 | 2574.9093 | 2574.9093 | 2574.9093 | 2574.9093 | 2574.9093 | 2574.9093
Total Capacity |  |  | 0 | 1877.2 | 2288.1448 | 2413.9885 | 5854.1908 | 9811.3766 | 14625.6731 | 14964.4602 | 16357.3136 | 20542.089 | 23608.3653 | 30299.7293 | 32853.48 | 33284.9707 | 41782.1954 | 44021.9184 | 50163.1662 | 50272.5265 | 51518.1811 | 54270.3809 | 54270.3809

## REZGeneration_1
Annual as-generated generation by REZ (GWh) - Step Change (Counterfactual)
Years are financial year ending.
Large-scale Solar
Region | REZ Name | REZ Code | 2022 | 2023 | 2024 | 2025 | 2026 | 2027 | 2028 | 2029 | 2030 | 2031 | 2032 | 2033 | 2034 | 2035 | 2036 | 2037 | 2038 | 2039 | 2040 | 2041 | 2042
QLD | Far North QLD | Q1 | 0 | 140.8879 | 136.4075 | 139.1336 | 141.4809 | 138.7521 | 141.4105 | 120.7583 | 132.4248 | 134.3101 | 131.3179 | 141.253 | 137.0701 | 138.2684 | 140.9981 | 138.4301 | 140.6534 | 120.8234 | 132.7379 | 133.4909 | 130.3987
QLD | North Qld Clean Energy Hub | Q2 | 0 | 0 | 0 | 0 | 0 | 0 | 0 | 0 | 0 | 0 | 0 | 0 | 0 | 0 | 0 | 0 | 0 | 0 | 0 | 0 | 0
QLD | Northern Qld | Q3 | 0 | 0 | 0 | 0 | 0 | 0 | 0 | 0 | 0 | 0 | 0 | 0 | 0 | 0 | 0 | 0 | 0 | 0 | 0 | 0 | 0
QLD | Isaac | Q4 | 142.8187 | 943.8288 | 939.864 | 931.4833 | 942.5551 | 948.5184 | 948.6625 | 776.5078 | 875.6631 | 885.0212 | 918.6915 | 948.5429 | 940.6204 | 930.1574 | 943.1131 | 940.4122 | 945.9594 | 776.763 | 876.7998 | 882.6435 | 914.8727
QLD | Barcaldine | Q5 | 0 | 0 | 0 | 0 | 0 | 0 | 0 | 0 | 0 | 0 | 0 | 0 | 0 | 0 | 0 | 0 | 0 | 0 | 0 | 0 | 0
QLD | Fitzroy | Q6 | 0 | 0 | 0 | 0 | 0 | 0 | 0 | 0 | 0 | 0 | 0 | 0 | 0 | 0 | 0 | 0 | 0 | 0 | 0 | 0 | 0
QLD | Wide Bay | Q7 | 0 | 0 | 1102.9401 | 1129.1918 | 1141.8774 | 1144.9724 | 1121.9845 | 917.616 | 1031.3513 | 1056.6236 | 1137.8516 | 1123.0389 | 1105.5859 | 1136.917 | 1145.4839 | 1145.0984 | 1114.2649 | 922.9449 | 1035.5245 | 1049.1331 | 1135.3773
QLD | Darling Downs | Q8 | 0 | 0 | 321.5583 | 324.0221 | 334.1256 | 334.5772 | 331.9266 | 279.1674 | 302.9199 | 314.0365 | 335.2555 | 332.263 | 322.815 | 325.1485 | 335.171 | 333.9081 | 329.5205 | 281.5781 | 303.8052 | 312.4258 | 332.9923
NSW | North West NSW | N1 | 319.2787 | 314.7508 | 315.5549 | 305.9138 | 327.1153 | 328.8207 | 318.7599 | 277.3019 | 291.3292 | 308.1046 | 320.6875 | 318.3106 | 315.906 | 307.7533 | 327.3721 | 329.0927 | 316.3464 | 278.2499 | 292.6406 | 307.4813 | 319.6384
NSW | New England | N2 | 787.0503 | 755.6986 | 762.8357 | 715.6314 | 778.2737 | 764.71 | 768.1774 | 646.6859 | 692.3333 | 722.0868 | 786.6446 | 767.9768 | 767.2178 | 723.3239 | 780.7286 | 765.8197 | 763.4758 | 651.0926 | 693.0074 | 718.5143 | 784.1394
NSW | Central-West Orana | N3 | 1761.3584 | 1742.4725 | 1710.9924 | 1694.9411 | 1784.115 | 1765.5975 | 1768.9866 | 1529.6111 | 1590.3711 | 1699.2738 | 1774.0799 | 1767.9561 | 1709.558 | 1690.7913 | 1785.3786 | 1767.8901 | 1758.0806 | 1541.5561 | 1596.8562 | 1699.3152 | 1769.9112
NSW | Southern NSW Tablelands | N4 | 0 | 0 | 0 | 0 | 0 | 0 | 0 | 0 | 0 | 0 | 0 | 0 | 0 | 0 | 0 | 0 | 0 | 0 | 0 | 0 | 0
NSW | Broken Hill | N5 | 0 | 0 | 0 | 0 | 0 | 0 | 0 | 0 | 0 | 0 | 0 | 0 | 0 | 0 | 0 | 0 | 0 | 0 | 0 | 0 | 0
NSW | South West NSW | N6 | 0 | 0 | 0 | 0 | 0 | 0 | 0 | 0 | 0 | 0 | 0 | 0 | 0 | 0 | 0 | 0 | 0 | 0 | 0 | 0 | 0
NSW | Wagga Wagga | N7 | 0 | 0 | 0 | 0 | 0 | 0 | 0 | 0 | 0 | 0 | 0 | 0 | 0 | 0 | 0 | 0 | 0 | 0 | 0 | 0 | 0
NSW | Tumut | N8 | 0 | 0 | 0 | 0 | 0 | 0 | 0 | 0 | 0 | 0 | 0 | 0 | 0 | 0 | 0 | 0 | 0 | 0 | 0 | 0 | 0
NSW | Cooma-Monaro | N9 | 0 | 0 | 0 | 0 | 0 | 0 | 0 | 0 | 0 | 0 | 0 | 0 | 0 | 0 | 0 | 0 | 0 | 0 | 0 | 0 | 0
VIC | Ovens Murray | V1 | 0 | 0 | 0 | 0 | 0 | 0 | 0 | 0 | 0 | 0 | 0 | 0 | 0 | 0 | 0 | 0 | 0 | 0 | 0 | 0 | 0
VIC | Murray River | V2 | 0 | 0 | 0 | 0 | 0 | 0 | 0 | 0 | 0 | 0 | 0 | 0 | 0 | 0 | 0 | 0 | 0 | 0 | 0 | 0 | 0
VIC | Western Victoria | V3 | 0 | 0 | 0 | 0 | 0 | 0 | 0 | 0 | 0 | 0 | 0 | 0 | 0 | 0 | 0 | 0 | 0 | 0 | 0 | 0 | 0
VIC | South West Victoria | V4 | 0 | 0 | 0 | 0 | 0 | 0 | 0 | 0 | 0 | 0 | 0 | 0 | 0 | 0 | 0 | 0 | 0 | 0 | 0 | 0 | 0
VIC | Gippsland | V5 | 0 | 0 | 0 | 0 | 0 | 0 | 0 | 0 | 0 | 0 | 0 | 0 | 0 | 0 | 0 | 0 | 0 | 0 | 0 | 0 | 0
VIC | Central North Vic | V6 | 0 | 0 | 325.7824 | 318.229 | 947.5099 | 960.3225 | 908.5564 | 820.9655 | 848.25 | 823.4488 | 797.3731 | 860.9806 | 824.0923 | 798.7843 | 930.5144 | 944.9988 | 880.3578 | 820.7554 | 848.7569 | 831.1475 | 811.0068
SA | South East SA | S1 | 0 | 0 | 129.3922 | 122.7832 | 122.6319 | 111.8493 | 120.0294 | 116.1065 | 125.4926 | 120.4753 | 119.8673 | 127.4013 | 127.8564 | 120.9279 | 122.4684 | 124.3105 | 130.162 | 118.3141 | 124.3054 | 123.4695 | 122.8145
SA | Riverland | S2 | 0 | 523.5124 | 504.9501 | 510.0878 | 506.2836 | 495.9524 | 503.9674 | 483.6029 | 497.1606 | 484.5569 | 496.9551 | 523.0764 | 503.7228 | 505.4054 | 507.2222 | 524.3704 | 523.1694 | 486.1858 | 493.4225 | 490.1244 | 499.7237
SA | Mid-North SA | S3 | 0 | 0 | 0 | 0 | 0 | 0 | 0 | 0 | 0 | 0 | 0 | 0 | 0 | 0 | 0 | 0 | 0 | 0 | 0 | 0 | 0
SA | Yorke Peninsula | S4 | 0 | 0 | 0 | 0 | 0 | 0 | 0 | 0 | 0 | 0 | 0 | 0 | 0 | 0 | 0 | 0 | 0 | 0 | 0 | 0 | 0
SA | Northern SA | S5 | 0 | 0 | 0 | 0 | 0 | 0 | 0 | 0 | 0 | 0 | 0 | 0 | 0 | 0 | 0 | 0 | 0 | 0 | 0 | 0 | 0
SA | Leigh Creek | S6 | 0 | 0 | 0 | 0 | 0 | 0 | 0 | 0 | 0 | 0 | 0 | 0 | 0 | 0 | 0 | 0 | 0 | 0 | 0 | 0 | 0
SA | Roxby Downs | S7 | 478.6845 | 489.4246 | 464.2222 | 480.6413 | 474.2232 | 463.3375 | 475.1506 | 448.8776 | 463.6794 | 455.0506 | 468.7858 | 476.1549 | 458.6036 | 474.4411 | 475.0752 | 487.7927 | 487.8506 | 452.7834 | 464.3945 | 464.4182 | 479.9182
SA | Eastern Eyre Peninsula | S8 | 0 | 0 | 0 | 0 | 0 | 0 | 0 | 0 | 0 | 0 | 0 | 0 | 0 | 0 | 0 | 0 | 0 | 0 | 0 | 0 | 0
SA | Western Eyre Peninsula | S9 | 0 | 0 | 0 | 0 | 0 | 0 | 0 | 0 | 0 | 0 | 0 | 0 | 0 | 0 | 0 | 0 | 0 | 0 | 0 | 0 | 0
TAS | North East Tasmania | T1 | 0 | 0 | 0 | 0 | 0 | 0 | 0 | 0 | 0 | 0 | 0 | 0 | 0 | 0 | 0 | 0 | 0 | 0 | 0 | 0 | 0
TAS | North West Tasmania | T2 | 0 | 0 | 0 | 0 | 0 | 0 | 0 | 0 | 0 | 0 | 0 | 0 | 0 | 0 | 0 | 0 | 0 | 0 | 0 | 0 | 0
TAS | Tasmania Midlands | T3 | 0 | 0 | 0 | 0 | 0 | 0 | 0 | 0 | 0 | 0 | 0 | 0 | 0 | 0 | 0 | 0 | 0 | 0 | 0 | 0 | 0
Shadow REZs |  |  | 0 | 0 | 0 | 586.8429 | 2981.9751 | 11905.0882 | 12187.9709 | 10859.1763 | 10940.7831 | 11583.0471 | 11547.7833 | 12020.6408 | 11701.1947 | 11569.6896 | 12003.6276 | 11823.2737 | 12149.8121 | 10912.387 | 11050.9487 | 11561.5007 | 11597.8825
Total Generation |  |  | 3489.1905 | 4910.5756 | 6714.4998 | 7258.9014 | 10482.1666 | 19362.4981 | 19595.5827 | 17276.377 | 17791.7583 | 18586.0352 | 18835.293 | 19407.5953 | 18914.243 | 18721.6079 | 19497.1531 | 19325.3974 | 19539.6528 | 17363.4339 | 17913.1998 | 18573.6643 | 18898.6756
Wind
Region | REZ Name | REZ Code | 2022 | 2023 | 2024 | 2025 | 2026 | 2027 | 2028 | 2029 | 2030 | 2031 | 2032 | 2033 | 2034 | 2035 | 2036 | 2037 | 2038 | 2039 | 2040 | 2041 | 2042
QLD | Far North QLD | Q1 | 3110.4999 | 2963.2201 | 2629.6041 | 2644.27 | 3083.4622 | 3130.3898 | 3162.422 | 3000.1121 | 3136.3417 | 3269.7414 | 3234.3531 | 3330.488 | 2978.1935 | 3041.096 | 3290.0765 | 3279.8685 | 3364.8032 | 3033.8392 | 3221.3483 | 3318.4261 | 3205.5909
QLD | North Qld Clean Energy Hub | Q2 | 0 | 0 | 0 | 0 | 0 | 0 | 0 | 0 | 0 | 0 | 0 | 0 | 0 | 0 | 0 | 0 | 0 | 0 | 0 | 0 | 0
QLD | Northern Qld | Q3 | 0 | 0 | 0 | 0 | 0 | 0 | 0 | 0 | 0 | 0 | 0 | 0 | 0 | 0 | 0 | 0 | 0 | 0 | 0 | 0 | 0
QLD | Isaac | Q4 | 2943.9049 | 2730.7946 | 2593.6034 | 2676.6906 | 2764.0063 | 2976.2812 | 2822.5491 | 2788.0762 | 2748.1578 | 2825.6087 | 3019.1093 | 2854.2086 | 2707.4532 | 2836.4235 | 2885.5281 | 3000.4018 | 2878.5845 | 2799.9553 | 2765.4754 | 2857.3758 | 2991.6564
QLD | Barcaldine | Q5 | 0 | 0 | 0 | 0 | 0 | 0 | 0 | 0 | 0 | 0 | 0 | 0 | 0 | 0 | 0 | 0 | 0 | 0 | 0 | 0 | 0
QLD | Fitzroy | Q6 | 2324.1311 | 2262.0372 | 2141.4939 | 2216.8119 | 2237.8972 | 2485.1671 | 2344.7821 | 2453.3147 | 2466.149 | 2399.1234 | 2422.2874 | 2413.6422 | 2308.9334 | 2438.0623 | 2381.8829 | 2548.5707 | 2432.2508 | 2480.5609 | 2484.3382 | 2429.4318 | 2399.1833
QLD | Wide Bay | Q7 | 0 | 0 | 0 | 0 | 170.0386 | 185.7944 | 168.2087 | 174.0601 | 181.1516 | 180.468 | 174.4957 | 173.4833 | 169.5607 | 172.5376 | 180.4619 | 191.3114 | 174.2073 | 178.0376 | 181.0848 | 182.6878 | 172.5155
QLD | Darling Downs | Q8 | 4879.6839 | 6042.5605 | 9376.0333 | 8998.9893 | 9750.359 | 10459.3989 | 9712.4652 | 10130.6319 | 9908.2778 | 9926.652 | 9483.3696 | 9806.4627 | 9646.1401 | 9416.6523 | 10019.7534 | 10595.5862 | 9816.5012 | 10194.1294 | 9915.7231 | 9965.2937 | 9415.3259
NSW | North West NSW | N1 | 0 | 0 | 0 | 0 | 0 | 0 | 0 | 0 | 0 | 0 | 0 | 0 | 0 | 0 | 0 | 0 | 0 | 0 | 0 | 0 | 0
NSW | New England | N2 | 0 | 0 | 0 | 0 | 0 | 0 | 0 | 0 | 0 | 0 | 0 | 0 | 0 | 0 | 0 | 0 | 0 | 0 | 0 | 0 | 0
NSW | Central-West Orana | N3 | 0 | 0 | 0 | 0 | 0 | 0 | 0 | 0 | 0 | 0 | 0 | 0 | 0 | 0 | 0 | 0 | 0 | 0 | 0 | 0 | 0
NSW | Southern NSW Tablelands | N4 | 0 | 776.1466 | 817.2725 | 831.3108 | 854.8983 | 771.867 | 788.1422 | 813.8264 | 765.3099 | 819.5575 | 855.6413 | 778.7964 | 815.5358 | 840.112 | 842.8966 | 767.7395 | 778.8038 | 807.2126 | 765.0018 | 816.8945 | 857.2811
NSW | Broken Hill | N5 | 0 | 0 | 0 | 0 | 0 | 0 | 0 | 0 | 0 | 0 | 0 | 0 | 0 | 0 | 0 | 0 | 0 | 0 | 0 | 0 | 0
NSW | South West NSW | N6 | 0 | 0 | 0 | 0 | 0 | 0 | 0 | 0 | 0 | 0 | 0 | 0 | 0 | 0 | 0 | 0 | 0 | 0 | 0 | 0 | 0
NSW | Wagga Wagga | N7 | 0 | 0 | 0 | 0 | 0 | 0 | 0 | 0 | 0 | 0 | 0 | 0 | 0 | 0 | 0 | 0 | 0 | 0 | 0 | 0 | 0
NSW | Tumut | N8 | 0 | 0 | 0 | 0 | 0 | 0 | 0 | 0 | 0 | 0 | 0 | 0 | 0 | 0 | 0 | 0 | 0 | 0 | 0 | 0 | 0
NSW | Cooma-Monaro | N9 | 672.1869 | 595.1085 | 642.9902 | 610.3805 | 676.0061 | 608.7213 | 596.1155 | 613.9453 | 590.9448 | 637.2886 | 674.2096 | 615.0989 | 652.2109 | 662.2368 | 679.5863 | 644.6886 | 614.7598 | 614.2049 | 602.7587 | 634.5394 | 676.6329
VIC | Ovens Murray | V1 | 0 | 0 | 0 | 0 | 0 | 0 | 0 | 0 | 0 | 0 | 0 | 0 | 0 | 0 | 0 | 0 | 0 | 0 | 0 | 0 | 0
VIC | Murray River | V2 | 0 | 0 | 0 | 0 | 0 | 0 | 0 | 0 | 0 | 0 | 0 | 0 | 0 | 0 | 0 | 0 | 0 | 0 | 0 | 0 | 0
VIC | Western Victoria | V3 | 1506.234 | 1358.0309 | 1323.311 | 1293.4853 | 1380.0916 | 1211.7697 | 1165.1343 | 990.7175 | 1020.3001 | 927.2394 | 859.0117 | 768.6003 | 847.8518 | 781.7225 | 757.8524 | 845.8884 | 880.9214 | 939.2387 | 998.8134 | 937.1778 | 890.2286
VIC | South West Victoria | V4 | 0 | 447.7745 | 459.4433 | 483.2364 | 1432.2492 | 2204.7574 | 1987.5122 | 1891.1755 | 1931.7755 | 1828.2998 | 1800.5349 | 1430.3106 | 1559.1409 | 1540.3578 | 1679.3381 | 1678.5595 | 1562.2532 | 1723.6023 | 1847.4643 | 1913.8906 | 1889.9855
VIC | Gippsland | V5 | 0 | 0 | 0 | 0 | 612.2077 | 5009.6237 | 5040.4642 | 4946.8838 | 4833.8758 | 4647.6831 | 5306.1064 | 4176.6965 | 4406.2675 | 4586.7526 | 4715.0751 | 4616.1287 | 4491.227 | 4785.3666 | 4854.4508 | 4864.8203 | 5526.668
VIC | Central North Vic | V6 | 0 | 0 | 0 | 0 | 512.9551 | 891.2671 | 938.2058 | 800.9605 | 776.6085 | 715.2761 | 675.6923 | 676.2929 | 706.82 | 633.7645 | 617.2708 | 661.9205 | 755.9001 | 752.6642 | 754.9072 | 703.4395 | 724.5457
SA | South East SA | S1 | 0 | 0 | 0 | 0 | 0 | 0 | 0 | 0 | 0 | 0 | 0 | 0 | 0 | 0 | 0 | 0 | 0 | 0 | 0 | 0 | 0
SA | Riverland | S2 | 0 | 0 | 0 | 0 | 0 | 0 | 0 | 0 | 0 | 0 | 0 | 0 | 0 | 0 | 0 | 0 | 0 | 0 | 0 | 0 | 0
SA | Mid-North SA | S3 | 1774.8624 | 2360.51 | 2329.8014 | 2310.7438 | 2539.3129 | 2391.8634 | 2242.9589 | 2293.3772 | 2315.3743 | 2208.0581 | 2108.7803 | 2131.4615 | 2228.5279 | 2028.8486 | 2420.6521 | 2350.5541 | 2259.9364 | 2417.8298 | 2477.9402 | 2365.615 | 2299.8669
SA | Yorke Peninsula | S4 | 0 | 0 | 0 | 0 | 0 | 0 | 0 | 0 | 0 | 0 | 0 | 0 | 0 | 0 | 0 | 0 | 0 | 0 | 0 | 0 | 0
SA | Northern SA | S5 | 0 | 0 | 0 | 0 | 0 | 0 | 0 | 0 | 0 | 0 | 0 | 0 | 0 | 0 | 0 | 0 | 0 | 0 | 0 | 0 | 0
SA | Leigh Creek | S6 | 0 | 0 | 0 | 0 | 0 | 0 | 0 | 0 | 0 | 0 | 0 | 0 | 0 | 0 | 0 | 0 | 0 | 0 | 0 | 0 | 0
SA | Roxby Downs | S7 | 0 | 0 | 0 | 0 | 0 | 0 | 0 | 0 | 0 | 0 | 0 | 0 | 0 | 0 | 0 | 0 | 0 | 0 | 0 | 0 | 0
SA | Eastern Eyre Peninsula | S8 | 0 | 0 | 0 | 0 | 0 | 0 | 0 | 0 | 0 | 0 | 0 | 0 | 0 | 0 | 0 | 0 | 0 | 0 | 0 | 0 | 0
SA | Western Eyre Peninsula | S9 | 0 | 0 | 0 | 0 | 0 | 0 | 0 | 0 | 0 | 0 | 0 | 0 | 0 | 0 | 0 | 0 | 0 | 0 | 0 | 0 | 0
TAS | North East Tasmania | T1 | 0 | 0 | 0 | 0 | 0 | 190.1766 | 725.2192 | 718.2727 | 857.8229 | 881.63 | 980.3482 | 934.6171 | 894.0126 | 982.5654 | 929.5169 | 957.7585 | 939.154 | 922.7683 | 870.8942 | 586.8631 | 606.1446
TAS | North West Tasmania | T2 | 0 | 0 | 0 | 0 | 0 | 0 | 1001.3794 | 952.4915 | 1243.883 | 1289.2631 | 1449.7007 | 1356.2523 | 1275.5912 | 1354.5313 | 1414.8964 | 1381.2725 | 1360.0015 | 1377.8894 | 1364.3358 | 796.3822 | 815.1904
TAS | Tasmania Midlands | T3 | 961.1192 | 1971.8593 | 1877.2865 | 1989.0199 | 1999.6407 | 2289.9565 | 2036.1704 | 2112.751 | 2160.9428 | 2183.8312 | 2266.6888 | 2196.2839 | 2085.6339 | 2225.1528 | 2240.9118 | 2301.6924 | 2215.7199 | 2182.4811 | 2178.3812 | 1943.3115 | 1979.1762
Shadow REZs |  |  | 0 | 0 | 0 | 10991.8102 | 11265.4918 | 21115.5327 | 20429.6353 | 22104.1449 | 20156.4158 | 20664.8604 | 19797.4848 | 20098.1813 | 20617.5651 | 21234.4711 | 25457.127 | 25774.7364 | 24353.3673 | 26468.7765 | 24185.1324 | 24773.2393 | 23599.8608
Total Generation |  |  | 18172.6223 | 21508.0421 | 24190.8395 | 35046.7485 | 39278.6166 | 55922.5668 | 55161.3646 | 56784.7411 | 55093.3312 | 55404.5808 | 55107.8141 | 53740.8766 | 53899.4386 | 54775.2873 | 60512.8264 | 61596.6778 | 58878.3914 | 61678.5569 | 59468.0499 | 59089.3882 | 58049.8527

## REZGeneration_2
Annual as-generated generation by REZ (GWh) - Step Change (DP7)
Years are financial year ending.
Large-scale Solar
Region | REZ Name | REZ Code | 2022 | 2023 | 2024 | 2025 | 2026 | 2027 | 2028 | 2029 | 2030 | 2031 | 2032 | 2033 | 2034 | 2035 | 2036 | 2037 | 2038 | 2039 | 2040 | 2041 | 2042
QLD | Far North QLD | Q1 | 0 | 140.8879 | 136.4075 | 139.1336 | 141.4809 | 138.5419 | 139.5066 | 120.7583 | 132.4248 | 134.3101 | 131.3179 | 140.4558 | 134.0858 | 133.7403 | 138.6599 | 135.6641 | 132.2705 | 119.047 | 130.2695 | 125.1974 | 121.7878
QLD | North Qld Clean Energy Hub | Q2 | 0 | 0 | 0 | 0 | 0 | 0 | 0 | 0 | 0 | 0 | 0 | 0 | 0 | 0 | 0 | 0 | 0 | 0 | 0 | 0 | 0
QLD | Northern Qld | Q3 | 0 | 0 | 0 | 0 | 0 | 0 | 0 | 0 | 0 | 0 | 0 | 0 | 0 | 0 | 0 | 0 | 0 | 0 | 0 | 0 | 0
QLD | Isaac | Q4 | 0 | 943.8288 | 939.864 | 931.4833 | 942.5551 | 948.5184 | 948.6625 | 776.5078 | 875.6631 | 885.0212 | 918.1306 | 946.5918 | 935.984 | 910.8678 | 934.34 | 932.0226 | 909.8808 | 774.4138 | 869.7409 | 850.6756 | 878.3995
QLD | Barcaldine | Q5 | 0 | 0 | 0 | 0 | 0 | 0 | 0 | 0 | 0 | 0 | 0 | 0 | 0 | 0 | 0 | 0 | 0 | 0 | 0 | 0 | 0
QLD | Fitzroy | Q6 | 0 | 0 | 0 | 0 | 0 | 0 | 0 | 0 | 0 | 0 | 0 | 0 | 0 | 0 | 0 | 0 | 0 | 0 | 0 | 0 | 0
QLD | Wide Bay | Q7 | 0 | 0 | 0 | 0 | 0 | 0 | 0 | 0 | 0 | 418.9281 | 515.6261 | 508.4519 | 497.8257 | 500.4068 | 512.2875 | 510.5812 | 483.7554 | 414.8687 | 464.3499 | 453.5836 | 484.958
QLD | Darling Downs | Q8 | 0 | 0 | 0 | 0 | 0 | 0 | 1045.9746 | 980.9586 | 2807.4431 | 3376.5351 | 3604.6822 | 8567.2859 | 12005.3266 | 12842.7661 | 16615.2246 | 16556.3124 | 17785.9833 | 15467.9438 | 17227.5414 | 19203.3363 | 20469.6632
NSW | North West NSW | N1 | 0 | 314.7508 | 315.5549 | 305.9138 | 327.1153 | 326.7694 | 316.59 | 276.6939 | 291.3292 | 308.1046 | 3067.4454 | 3044.7097 | 5123.5299 | 4991.3047 | 11999.9849 | 12062.6867 | 11593.5543 | 10199.2906 | 10724.1444 | 14066.752 | 14630.5066
NSW | New England | N2 | 0 | 289.6845 | 762.8357 | 715.6314 | 778.2737 | 764.4563 | 768.1774 | 646.6859 | 692.3333 | 722.0868 | 784.796 | 767.9768 | 761.2946 | 707.1619 | 778.743 | 756.6045 | 734.901 | 648.911 | 687.4874 | 688.2979 | 745.4678
NSW | Central-West Orana | N3 | 0 | 373.387 | 366.6412 | 363.2017 | 3987.56 | 3946.1727 | 3953.7475 | 3418.7347 | 3554.5355 | 5246.1433 | 5575.6798 | 5556.4334 | 5372.8966 | 5313.9154 | 5611.1899 | 5556.2261 | 12039.0712 | 10559.9094 | 10938.7237 | 11637.8405 | 12107.9917
NSW | Southern NSW Tablelands | N4 | 0 | 0 | 0 | 0 | 0 | 0 | 0 | 0 | 0 | 0 | 0 | 0 | 0 | 0 | 0 | 0 | 0 | 0 | 0 | 0 | 0
NSW | Broken Hill | N5 | 0 | 0 | 0 | 0 | 0 | 0 | 0 | 0 | 0 | 0 | 0 | 0 | 0 | 0 | 0 | 0 | 0 | 0 | 0 | 0 | 0
NSW | South West NSW | N6 | 0 | 0 | 0 | 0 | 0 | 1580.124 | 1624.0534 | 1484.8185 | 1515.7074 | 1528.822 | 1526.1281 | 1619.0437 | 1548.4246 | 1476.7581 | 1555.4744 | 1573.4834 | 1599.3678 | 1492.7924 | 1511.6553 | 1491.9847 | 1505.56
NSW | Wagga Wagga | N7 | 0 | 0 | 0 | 0 | 0 | 726.0196 | 2559.277 | 2267.9414 | 2364.2987 | 2423.0919 | 2417.0828 | 2581.4493 | 2479.21 | 2358.0861 | 2457.6795 | 2476.6368 | 2566.5321 | 2306.3102 | 2399.2401 | 2434.711 | 2397.6786
NSW | Tumut | N8 | 0 | 0 | 0 | 0 | 0 | 0 | 0 | 0 | 0 | 0 | 0 | 0 | 0 | 0 | 0 | 0 | 0 | 0 | 0 | 0 | 0
NSW | Cooma-Monaro | N9 | 0 | 0 | 0 | 0 | 0 | 0 | 0 | 0 | 0 | 0 | 0 | 0 | 0 | 0 | 0 | 0 | 0 | 0 | 0 | 0 | 0
VIC | Ovens Murray | V1 | 0 | 0 | 0 | 0 | 0 | 0 | 0 | 0 | 0 | 0 | 0 | 0 | 0 | 0 | 0 | 0 | 0 | 0 | 0 | 0 | 0
VIC | Murray River | V2 | 0 | 0 | 0 | 0 | 0 | 938.7682 | 1023.7613 | 919.7125 | 952.2331 | 956.8141 | 950.926 | 1022.5941 | 1488.0013 | 1450.4852 | 1480.2044 | 1512.5925 | 1546.7507 | 1412.7301 | 1447.1445 | 1448.8564 | 1430.4845
VIC | Western Victoria | V3 | 0 | 0 | 0 | 0 | 0 | 0 | 0 | 0 | 0 | 42.8671 | 42.6888 | 940.5486 | 923.3272 | 873.0489 | 886.2528 | 902.6842 | 929.3006 | 833.1372 | 870.6272 | 873.5133 | 873.6021
VIC | South West Victoria | V4 | 0 | 0 | 0 | 0 | 0 | 0 | 0 | 0 | 0 | 0 | 0 | 0 | 0 | 0 | 0 | 0 | 0 | 0 | 0 | 0 | 0
VIC | Gippsland | V5 | 0 | 0 | 0 | 0 | 0 | 0 | 0 | 0 | 0 | 0 | 0 | 0 | 0 | 0 | 0 | 0 | 0 | 0 | 0 | 0 | 0
VIC | Central North Vic | V6 | 0 | 0 | 0 | 0 | 0 | 0 | 910.7129 | 820.8771 | 848.5685 | 837.9606 | 814.3043 | 906.1962 | 848.1075 | 827.5974 | 3186.4855 | 4561.1074 | 4310.9412 | 3928.592 | 4042.7343 | 3958.455 | 3868.7306
SA | South East SA | S1 | 0 | 0 | 0 | 0 | 0 | 0 | 0 | 0 | 0 | 0 | 0 | 0 | 0 | 0 | 0 | 0 | 0 | 0 | 0 | 0 | 0
SA | Riverland | S2 | 0 | 0 | 0 | 0 | 168.9363 | 2099.4601 | 2621.8722 | 2418.0144 | 2485.803 | 2449.1612 | 2509.3148 | 2617.0367 | 2511.8346 | 2511.9753 | 2535.1813 | 2611.4739 | 2582.55 | 2432.4599 | 2459.3389 | 2421.1744 | 2478.638
SA | Mid-North SA | S3 | 0 | 0 | 0 | 0 | 0 | 0 | 0 | 0 | 0 | 0 | 0 | 0 | 0 | 0 | 0 | 0 | 0 | 0 | 0 | 0 | 0
SA | Yorke Peninsula | S4 | 0 | 0 | 0 | 0 | 0 | 0 | 0 | 0 | 0 | 0 | 0 | 0 | 0 | 0 | 0 | 0 | 0 | 0 | 0 | 0 | 0
SA | Northern SA | S5 | 0 | 0 | 0 | 0 | 0 | 0 | 0 | 0 | 0 | 0 | 0 | 0 | 0 | 0 | 0 | 0 | 0 | 0 | 0 | 0 | 0
SA | Leigh Creek | S6 | 0 | 0 | 0 | 0 | 0 | 0 | 0 | 0 | 0 | 0 | 0 | 0 | 0 | 0 | 0 | 0 | 0 | 0 | 0 | 0 | 0
SA | Roxby Downs | S7 | 0 | 0 | 0 | 0 | 466.3434 | 477.5348 | 477.5613 | 443.0146 | 456.4939 | 453.0844 | 466.9972 | 475.4129 | 446.0459 | 456.5766 | 462.3021 | 473.14 | 463.5833 | 445.2599 | 1010.6671 | 990.7346 | 1030.142
SA | Eastern Eyre Peninsula | S8 | 0 | 0 | 0 | 0 | 0 | 0 | 0 | 0 | 0 | 0 | 0 | 0 | 0 | 0 | 0 | 0 | 0 | 0 | 0 | 0 | 0
SA | Western Eyre Peninsula | S9 | 0 | 0 | 0 | 0 | 0 | 0 | 0 | 0 | 0 | 0 | 0 | 0 | 0 | 0 | 0 | 0 | 0 | 0 | 0 | 0 | 0
TAS | North East Tasmania | T1 | 0 | 0 | 0 | 0 | 0 | 0 | 0 | 0 | 0 | 0 | 0 | 0 | 0 | 0 | 0 | 0 | 0 | 0 | 0 | 0 | 0
TAS | North West Tasmania | T2 | 0 | 0 | 0 | 0 | 0 | 0 | 304.7945 | 289.6701 | 299.0721 | 295.383 | 292.0371 | 304.0689 | 313.2809 | 287.5736 | 294.2025 | 282.132 | 292.7465 | 291.2922 | 295.0783 | 285.6647 | 284.1993
TAS | Tasmania Midlands | T3 | 0 | 0 | 0 | 0 | 0 | 0 | 0 | 0 | 0 | 0 | 0 | 0 | 0 | 0 | 0 | 0 | 0 | 0 | 0 | 0 | 0
Total Generation |  |  | 0 | 2062.539 | 2521.3034 | 2455.3639 | 6812.2646 | 11946.3653 | 16694.6913 | 14864.3878 | 17275.9057 | 20078.3134 | 23617.1571 | 29998.2558 | 35389.1753 | 35642.2643 | 49448.2122 | 50903.3478 | 57971.1886 | 51326.9581 | 55078.7429 | 60930.7772 | 63307.8098
Wind
Region | REZ Name | REZ Code | 2022 | 2023 | 2024 | 2025 | 2026 | 2027 | 2028 | 2029 | 2030 | 2031 | 2032 | 2033 | 2034 | 2035 | 2036 | 2037 | 2038 | 2039 | 2040 | 2041 | 2042
QLD | Far North QLD | Q1 | 0 | 0 | 0 | 0 | 3243.9906 | 3125.3211 | 3010.1617 | 3000.1893 | 3011.8269 | 4173.2872 | 4193.0246 | 4714.8905 | 4138.5942 | 4236.5535 | 7722.562 | 7664.5723 | 9395.917 | 8691.0758 | 9281.6904 | 9153.3804 | 9114.9916
QLD | North Qld Clean Energy Hub | Q2 | 0 | 0 | 0 | 0 | 0 | 0 | 0 | 0 | 0 | 0 | 0 | 0 | 0 | 0 | 0 | 0 | 0 | 0 | 0 | 0 | 0
QLD | Northern Qld | Q3 | 0 | 0 | 0 | 0 | 0 | 0 | 0 | 0 | 0 | 0 | 0 | 0 | 0 | 0 | 0 | 0 | 0 | 0 | 0 | 0 | 0
QLD | Isaac | Q4 | 0 | 0 | 0 | 0 | 3456.9194 | 3605.1921 | 3365.2007 | 3519.1256 | 3426.0269 | 3516.8161 | 3719.8989 | 3457.9205 | 3220.8997 | 3353.363 | 3389.1023 | 3520.9768 | 3302.9083 | 3280.3943 | 3229.7178 | 3322.9444 | 3461.9664
QLD | Barcaldine | Q5 | 0 | 0 | 0 | 0 | 0 | 0 | 0 | 0 | 0 | 0 | 0 | 0 | 0 | 0 | 0 | 0 | 0 | 0 | 0 | 0 | 0
QLD | Fitzroy | Q6 | 0 | 0 | 0 | 0 | 0 | 1822.7621 | 1678.4113 | 1793.1928 | 1766.8548 | 3198.0016 | 3213.6008 | 3081.5842 | 2906.9317 | 3032.1787 | 2988.2458 | 3213.4456 | 2982.9818 | 3068.643 | 3141.1539 | 2986.1369 | 2943.5055
QLD | Wide Bay | Q7 | 0 | 0 | 0 | 0 | 0 | 0 | 0 | 0 | 900.7661 | 892.6811 | 853.4961 | 820.293 | 785.849 | 790.5626 | 824.5263 | 867.5764 | 783.9595 | 797.1985 | 829.5875 | 825.5639 | 778.4184
QLD | Darling Downs | Q8 | 0 | 1806.22 | 1805.7979 | 1760.103 | 1817.6108 | 5381.9608 | 4958.2713 | 6054.3283 | 5928.8751 | 5939.4878 | 5657.2109 | 12577.35 | 12201.0786 | 11759.1697 | 13240.0054 | 15006.8992 | 16168.5435 | 17304.9498 | 16783.3538 | 16496.6502 | 15392.0341
NSW | North West NSW | N1 | 0 | 0 | 0 | 0 | 0 | 0 | 0 | 0 | 0 | 0 | 0 | 0 | 0 | 0 | 0 | 0 | 0 | 0 | 0 | 0 | 0
NSW | New England | N2 | 0 | 0 | 0 | 0 | 0 | 0 | 0 | 0 | 0 | 3574.296 | 7986.0039 | 11783.4344 | 11967.8905 | 12682.032 | 12905.2982 | 13218.1058 | 12951.6905 | 14595.2069 | 13828.2479 | 13397.1791 | 12176.9455
NSW | Central-West Orana | N3 | 0 | 0 | 0 | 0 | 0 | 0 | 2305.1726 | 2541.4485 | 2301.2781 | 2485.517 | 2321.0889 | 2408.6395 | 2463.3998 | 2471.8647 | 6374.5751 | 6461.9167 | 5988.905 | 6739.7478 | 5980.403 | 6059.4902 | 5760.1799
NSW | Southern NSW Tablelands | N4 | 0 | 786.2126 | 821.1132 | 831.7401 | 849.5759 | 734.9989 | 736.2376 | 789.504 | 734.0956 | 776.4614 | 792.2889 | 733.6279 | 768.2632 | 777.7296 | 776.8982 | 701.9804 | 684.8034 | 769.7167 | 710.3234 | 742.5239 | 773.6019
NSW | Broken Hill | N5 | 0 | 0 | 0 | 0 | 0 | 0 | 0 | 0 | 0 | 0 | 0 | 0 | 0 | 0 | 0 | 0 | 0 | 0 | 0 | 0 | 0
NSW | South West NSW | N6 | 0 | 0 | 0 | 0 | 0 | 0 | 0 | 0 | 0 | 0 | 0 | 0 | 0 | 0 | 0 | 0 | 0 | 0 | 0 | 0 | 0
NSW | Wagga Wagga | N7 | 0 | 0 | 0 | 0 | 0 | 0 | 0 | 0 | 0 | 0 | 0 | 0 | 0 | 0 | 0 | 0 | 0 | 0 | 0 | 0 | 0
NSW | Tumut | N8 | 0 | 0 | 0 | 0 | 0 | 0 | 0 | 0 | 0 | 0 | 0 | 0 | 0 | 0 | 0 | 0 | 0 | 0 | 0 | 0 | 0
NSW | Cooma-Monaro | N9 | 0 | 0 | 340.4762 | 340.2918 | 358.4942 | 320.7841 | 288.3528 | 309.3812 | 292.7017 | 605.896 | 901.5221 | 807.0311 | 882.2249 | 876.4868 | 881.9107 | 854.2787 | 756.6826 | 837.6389 | 786.3523 | 804.4499 | 869.7723
VIC | Ovens Murray | V1 | 0 | 0 | 0 | 0 | 0 | 0 | 0 | 0 | 0 | 0 | 0 | 0 | 0 | 0 | 0 | 0 | 0 | 0 | 0 | 0 | 0
VIC | Murray River | V2 | 0 | 0 | 0 | 0 | 0 | 0 | 0 | 0 | 0 | 0 | 0 | 0 | 0 | 0 | 0 | 0 | 0 | 0 | 0 | 0 | 0
VIC | Western Victoria | V3 | 0 | 681.61 | 663.643 | 691.6284 | 723.0967 | 671.6617 | 2175.6419 | 2274.5901 | 2265.017 | 2193.565 | 2353.8823 | 2176.722 | 2171.3372 | 2151.1805 | 3253.9271 | 3187.5934 | 2954.9881 | 3315.4499 | 3207.095 | 2988.5847 | 3275.2004
VIC | South West Victoria | V4 | 0 | 452.4705 | 466.0401 | 489.1375 | 512.664 | 490.8818 | 2219.5853 | 2322.5659 | 2442.4804 | 2681.3522 | 3030.6956 | 2527.5473 | 2552.5204 | 2724.9936 | 3285.4326 | 5733.4222 | 5118.9123 | 5408.6744 | 8261.4169 | 10155.0784 | 11368.2093
VIC | Gippsland | V5 | 0 | 0 | 0 | 0 | 0 | 0 | 191.8284 | 192.8752 | 190.4802 | 188.4118 | 214.8562 | 192.6646 | 181.8841 | 198.0926 | 197.4762 | 1310.7228 | 2926.8846 | 3024.3107 | 2956.8941 | 2938.3287 | 3415.0418
VIC | Central North Vic | V6 | 0 | 0 | 0 | 0 | 0 | 0 | 1071.6093 | 1063.3582 | 1045.1751 | 990.2037 | 1060.6154 | 1078.51 | 1027.3188 | 1003.9199 | 1047.6713 | 1014.8927 | 1647.6508 | 1740.1042 | 1643.9958 | 1525.5637 | 1665.0865
SA | South East SA | S1 | 0 | 0 | 0 | 0 | 0 | 0 | 154.1233 | 164.3912 | 171.0688 | 760.1956 | 975.1849 | 841.2466 | 897.2958 | 871.719 | 931.1785 | 936.4474 | 2176.741 | 2379.1879 | 2491.7137 | 2320.6652 | 2568.2196
SA | Riverland | S2 | 0 | 0 | 0 | 0 | 0 | 0 | 0 | 0 | 0 | 0 | 0 | 0 | 0 | 0 | 0 | 0 | 0 | 0 | 0 | 0 | 0
SA | Mid-North SA | S3 | 0 | 0 | 0 | 0 | 163.9638 | 1641.649 | 2481.6134 | 2595.7205 | 2566.9269 | 2515.3773 | 2634.5994 | 2469.0796 | 2506.3764 | 2515.316 | 3542.4394 | 3489.1259 | 3572.4649 | 3867.5684 | 3826.1428 | 3674.3718 | 3870.766
SA | Yorke Peninsula | S4 | 0 | 0 | 0 | 0 | 0 | 0 | 0 | 0 | 0 | 0 | 0 | 0 | 0 | 0 | 1173.4776 | 1557.6475 | 1263.2201 | 1461.0434 | 1520.0907 | 2045.6382 | 2253.8033
SA | Northern SA | S5 | 0 | 0 | 0 | 0 | 0 | 0 | 0 | 0 | 0 | 0 | 0 | 0 | 0 | 0 | 0 | 0 | 0 | 0 | 0 | 0 | 0
SA | Leigh Creek | S6 | 0 | 0 | 0 | 0 | 0 | 0 | 0 | 0 | 0 | 0 | 0 | 0 | 0 | 0 | 0 | 0 | 0 | 0 | 0 | 0 | 0
SA | Roxby Downs | S7 | 0 | 0 | 0 | 0 | 0 | 0 | 0 | 0 | 0 | 0 | 0 | 0 | 0 | 0 | 0 | 0 | 0 | 0 | 0 | 0 | 0
SA | Eastern Eyre Peninsula | S8 | 0 | 0 | 0 | 0 | 0 | 0 | 0 | 0 | 0 | 0 | 0 | 0 | 0 | 0 | 0 | 0 | 0 | 0 | 0 | 0 | 0
SA | Western Eyre Peninsula | S9 | 0 | 0 | 0 | 0 | 0 | 0 | 0 | 0 | 0 | 0 | 0 | 0 | 0 | 0 | 0 | 0 | 0 | 0 | 0 | 0 | 0
TAS | North East Tasmania | T1 | 0 | 0 | 0 | 0 | 0 | 0 | 0 | 0 | 0 | 0 | 0 | 686.6908 | 702.8801 | 750.8099 | 744.4106 | 765.1314 | 685.0122 | 754.4902 | 695.1478 | 658.0832 | 692.3569
TAS | North West Tasmania | T2 | 0 | 0 | 0 | 0 | 0 | 0 | 0 | 0 | 0 | 0 | 0 | 0 | 0 | 0 | 0 | 0 | 0 | 0 | 0 | 0 | 0
TAS | Tasmania Midlands | T3 | 0 | 0 | 514.89 | 1137.2087 | 1779.0741 | 2480.1332 | 3285.7912 | 3493.2194 | 4637.8018 | 7471.3842 | 7528.5226 | 9588.0106 | 9182.267 | 9704.813 | 10074.6579 | 10169.1382 | 9365.2977 | 10132.2769 | 9763.2408 | 9146.2071 | 9391.3919
Total Generation |  |  | 0 | 3726.5131 | 4611.9603 | 5250.1095 | 12905.3894 | 20275.3448 | 27922.0009 | 30113.8902 | 31681.3753 | 41962.9341 | 47436.4914 | 59945.2428 | 58557.0113 | 59900.7851 | 73353.7951 | 79673.8734 | 82727.5633 | 88167.6777 | 88936.5675 | 89240.8399 | 89771.4913

## Emissions_1
NEM Emissions (Mt CO2-e) - Step Change (Counterfactual)
Years are financial year ending.
Emissions | Total | 2022 | 2023 | 2024 | 2025 | 2026 | 2027 | 2028 | 2029 | 2030 | 2031 | 2032 | 2033 | 2034 | 2035 | 2036 | 2037 | 2038 | 2039 | 2040 | 2041 | 2042
NEM | 1113.6849 | 105.7396 | 104.0709 | 98.1597 | 83.5391 | 72.5828 | 44.9641 | 50.7297 | 36.2129 | 37.5574 | 39.1005 | 38.7873 | 39.1233 | 40.4499 | 40.5063 | 36.7029 | 36.0175 | 41.9854 | 39.2865 | 41.537 | 43.4884 | 43.1439

## Emissions_2
NEM Emissions (Mt CO2-e) - Step Change (DP7)
Years are financial year ending.
Emissions | Total | 2022 | 2023 | 2024 | 2025 | 2026 | 2027 | 2028 | 2029 | 2030 | 2031 | 2032 | 2033 | 2034 | 2035 | 2036 | 2037 | 2038 | 2039 | 2040 | 2041 | 2042
NEM | 1272.6126 | 128.2156 | 126.1234 | 123.2353 | 118.6332 | 105.5829 | 91.9155 | 85.1552 | 77.7458 | 75.1538 | 67.8384 | 55.4245 | 43.2509 | 43.1204 | 41.6815 | 19.9942 | 12.1201 | 13.5382 | 11.7517 | 11.6065 | 12.5969 | 7.9285

## VOMCost_1
VOM cost by technology ($000s) - Step Change (Counterfactual)
Real June 2019 dollars. Years are financial year ending. Some rounding errors may be present.
Region | Technology | 2022 | 2023 | 2024 | 2025 | 2026 | 2027 | 2028 | 2029 | 2030 | 2031 | 2032 | 2033 | 2034 | 2035 | 2036 | 2037 | 2038 | 2039 | 2040 | 2041 | 2042
NEM | Black Coal | 351294.5488 | 341615.2161 | 315133.1986 | 254298.2966 | 243223.8653 | 197800.3792 | 214106.5018 | 96007.6162 | 94137.4474 | 92621.6641 | 85980.3 | 72316.1574 | 70402.9918 | 69685.9776 | 61384.3377 | 60664.5611 | 56436.8519 | 55838.0087 | 55327.6023 | 55520.8548 | 55473.8088
NEM | Brown Coal | 105681.4558 | 107505.4562 | 110265.8199 | 104195.8305 | 74600.6972 | 0 | 0 | 0 | 0 | 0 | 0 | 0 | 0 | 0 | 0 | 0 | 0 | 0 | 0 | 0 | 0
NEM | CCGT | 19446.0995 | 19543.9988 | 18483.4125 | 18048.3432 | 19592.1181 | 47193.5823 | 60994.389 | 96347.0862 | 98145.0338 | 100872.4749 | 98323.0155 | 101539.0778 | 103428.4937 | 102912.1315 | 97833.3131 | 97962.8867 | 94238.2969 | 92738.9866 | 84870.2369 | 84824.671 | 84964.8455
NEM | Peaking Gas+Liquids | 972.9588 | 723.9949 | 1017.0131 | 1685.0437 | 2481.7803 | 11084.0204 | 26257.3164 | 150658.2797 | 174652.8374 | 202311.7552 | 220090.2464 | 267053.1864 | 292286.26 | 294817.0422 | 275318.9494 | 266434.0733 | 372903.007 | 339086.0097 | 385998.6642 | 417328.2702 | 410877.7694
NEM | Hydro | 118367.2461 | 102426.9357 | 98933.3669 | 121012.3542 | 103952.4686 | 104355.1815 | 76867.6664 | 107439.1573 | 100827.2285 | 85357.4177 | 85023.7847 | 81310.7053 | 84876.4001 | 91357.3643 | 76158.8864 | 86425.2631 | 65128.0903 | 101877.5357 | 96439.224 | 82878.0609 | 81510.6024
NEM | Dispatchable Storage | 3219.975 | 5212.454 | 4887.3132 | 6086.5877 | 4794.7445 | 4971.2251 | 5025.8707 | 2030.7792 | 1963.1739 | 1771.6637 | 1425.6102 | 1159.1277 | 994.4603 | 1001.8118 | 1223.6701 | 1302.294 | 699.8993 | 737.4896 | 474.0619 | 576.7289 | 400.8506
NEM | Wind | 129729.0045 | 131136.8931 | 139470.7969 | 175747.2926 | 192129.7977 | 238482.3985 | 231067.1042 | 235979.7472 | 231055.0389 | 230614.0133 | 230301.0781 | 220109.0367 | 222881.7917 | 224456.1045 | 247100.4444 | 251320.3762 | 238595.9532 | 249972.2275 | 245035.6272 | 243824.5484 | 241388.3825
NEM | Solar | 0 | 0 | 0 | 0 | 0 | 0 | 0 | 0 | 0 | 0 | 0 | 0 | 0 | 0 | 0 | 0 | 0 | 0 | 0 | 0 | 0
Total |  | 728711.2886 | 708164.9489 | 688190.9211 | 681073.7484 | 640775.4717 | 603886.787 | 614318.8485 | 688462.6658 | 700780.7599 | 713548.9889 | 721144.0349 | 743487.2913 | 774870.3976 | 784230.4319 | 759019.6012 | 764109.4544 | 828002.0986 | 840250.2579 | 868145.4165 | 884953.1341 | 874616.2591
Region | Technology | 2022 | 2023 | 2024 | 2025 | 2026 | 2027 | 2028 | 2029 | 2030 | 2031 | 2032 | 2033 | 2034 | 2035 | 2036 | 2037 | 2038 | 2039 | 2040 | 2041 | 2042
NSW | Black Coal | 194098.1376 | 190380.5822 | 179588.2183 | 121411.3117 | 128188.4519 | 86110.7106 | 95821.0357 | 26129.1317 | 26342.979 | 26080.7513 | 19930.6535 | 8270.943 | 8130.6676 | 8065.6932 | 0 | 0 | 0 | 0 | 0 | 0 | 0
NSW | Brown Coal | 0 | 0 | 0 | 0 | 0 | 0 | 0 | 0 | 0 | 0 | 0 | 0 | 0 | 0 | 0 | 0 | 0 | 0 | 0 | 0 | 0
NSW | CCGT | 259.8251 | 259.8251 | 781.6109 | 519.6502 | 811.8317 | 10193.9594 | 12552.7979 | 24767.1411 | 25180.0067 | 25181.5438 | 25530.1438 | 25468.8517 | 25539.8776 | 25464.1247 | 25143.0649 | 25035.6419 | 25430.4599 | 25377.5646 | 25465.0209 | 25452.5695 | 25611.5695
NSW | Peaking Gas+Liquids | 101.7112 | 10.9643 | 146.4886 | 516.198 | 537.0681 | 2977.8499 | 7306.2853 | 90061.6484 | 108684.0487 | 118833.3689 | 139091.3929 | 169375.1272 | 180681.287 | 174172.7688 | 161738.609 | 158758.1518 | 205478.8299 | 167060.0379 | 198843.4234 | 206970.2081 | 209416.9065
NSW | Hydro | 20170.9534 | 18952.7069 | 18145.7779 | 28767.1517 | 18850.4115 | 21605.5612 | 14526.8763 | 33688.5567 | 29162.6733 | 19575.1642 | 21078.7885 | 18063.0907 | 16857.2034 | 23534.4586 | 18255.1851 | 21280.637 | 10111.9178 | 30311.7173 | 26602.9734 | 16612.1045 | 18633.8125
NSW | Dispatchable Storage | 873.781 | 1282.2534 | 1020.4467 | 1978.6129 | 1398.0978 | 1350.1048 | 1352.5842 | 575.7033 | 457.1864 | 361.9193 | 237.9755 | 223.7575 | 212.6766 | 242.0565 | 320.0232 | 408.3267 | 147.6001 | 189.856 | 95.4227 | 178.9013 | 119.5134
NSW | Wind | 14228.5681 | 15739.9439 | 16364.6868 | 52658.1782 | 54533.6571 | 81540.9729 | 76497.9452 | 83008.0841 | 76093.82 | 78651.898 | 75370.4028 | 76949.9376 | 78899.455 | 80921.0526 | 95392.329 | 96101.7015 | 90548.9093 | 97731.451 | 89501.189 | 91880.4411 | 87558.0049
NSW | Solar | 0 | 0 | 0 | 0 | 0 | 0 | 0 | 0 | 0 | 0 | 0 | 0 | 0 | 0 | 0 | 0 | 0 | 0 | 0 | 0 | 0
Total |  | 229732.9764 | 226626.2758 | 216047.2292 | 205851.1026 | 204319.518 | 203779.1588 | 208057.5246 | 258230.2654 | 265920.714 | 268684.6455 | 281239.357 | 298351.7077 | 310321.1671 | 312400.1545 | 300849.2112 | 301584.4588 | 331717.717 | 320670.6268 | 340508.0294 | 341094.2245 | 341339.8068
Region | Technology | 2022 | 2023 | 2024 | 2025 | 2026 | 2027 | 2028 | 2029 | 2030 | 2031 | 2032 | 2033 | 2034 | 2035 | 2036 | 2037 | 2038 | 2039 | 2040 | 2041 | 2042
QLD | Black Coal | 157196.4112 | 151234.6339 | 135544.9803 | 132886.9849 | 115035.4134 | 111689.6687 | 118285.4661 | 69878.4846 | 67794.4685 | 66540.9128 | 66049.6465 | 64045.2143 | 62272.3242 | 61620.2845 | 61384.3377 | 60664.5611 | 56436.8519 | 55838.0087 | 55327.6023 | 55520.8548 | 55473.8088
QLD | Brown Coal | 0 | 0 | 0 | 0 | 0 | 0 | 0 | 0 | 0 | 0 | 0 | 0 | 0 | 0 | 0 | 0 | 0 | 0 | 0 | 0 | 0
QLD | CCGT | 8811.4894 | 8811.4894 | 10084.4381 | 9637.9882 | 11698.7859 | 21505.2129 | 27955.4112 | 60678.5757 | 63724.3726 | 62979.6143 | 64745.869 | 64031.5294 | 66059.9284 | 65054.4074 | 63948.7079 | 64153.4312 | 66126.708 | 66350.2694 | 59405.2161 | 59372.1016 | 59353.276
QLD | Peaking Gas+Liquids | 0 | 0 | 28.2156 | 163.9372 | 668.8844 | 1740.9844 | 2604.1058 | 53207.6055 | 59796.4926 | 67909.6797 | 76465.3337 | 89013.8231 | 101623.504 | 110404.3939 | 103688.8951 | 100748.1636 | 134427.7868 | 147174.7141 | 162387.7583 | 166036.897 | 176254.7352
QLD | Hydro | 5116.3215 | 5110.4764 | 5104.6313 | 5098.7862 | 5092.9411 | 5087.096 | 5081.2509 | 5075.4058 | 5069.5607 | 5063.7156 | 5057.8706 | 5052.0255 | 5046.1804 | 5040.3353 | 5034.4902 | 5028.6451 | 1892.4066 | 1890.2044 | 1888.0022 | 1885.7999 | 1883.5977
QLD | Dispatchable Storage | 2346.1939 | 3930.2006 | 3866.8665 | 4107.9749 | 3396.6468 | 3621.1202 | 3673.2865 | 1455.0759 | 1505.9875 | 1409.7444 | 1187.6347 | 935.3702 | 781.7836 | 759.7552 | 903.6469 | 893.9672 | 552.2991 | 547.6336 | 378.6392 | 397.8276 | 281.3372
QLD | Wind | 44696.2483 | 47092.1112 | 54781.8767 | 54146.8899 | 58764.8591 | 62724.692 | 59350.1748 | 60341.311 | 59980.915 | 60474.3392 | 59503.7977 | 60414.2177 | 57902.073 | 58237.504 | 60968.7883 | 63812.0786 | 60690.1139 | 60765.711 | 60361.4925 | 60945.9689 | 59008.1453
QLD | Solar | 0 | 0 | 0 | 0 | 0 | 0 | 0 | 0 | 0 | 0 | 0 | 0 | 0 | 0 | 0 | 0 | 0 | 0 | 0 | 0 | 0
Total |  | 218166.6643 | 216178.9114 | 209411.0084 | 206042.5614 | 194657.5308 | 206368.7741 | 216949.6955 | 250636.4585 | 257871.7969 | 264378.0061 | 273010.1522 | 283492.1802 | 293685.7936 | 301116.6803 | 295928.8662 | 295300.8467 | 320126.1663 | 332566.5413 | 339748.7106 | 344159.4497 | 352254.9002
Region | Technology | 2022 | 2023 | 2024 | 2025 | 2026 | 2027 | 2028 | 2029 | 2030 | 2031 | 2032 | 2033 | 2034 | 2035 | 2036 | 2037 | 2038 | 2039 | 2040 | 2041 | 2042
VIC | Black Coal | 0 | 0 | 0 | 0 | 0 | 0 | 0 | 0 | 0 | 0 | 0 | 0 | 0 | 0 | 0 | 0 | 0 | 0 | 0 | 0 | 0
VIC | Brown Coal | 105681.4558 | 107505.4562 | 110265.8199 | 104195.8305 | 74600.6972 | 0 | 0 | 0 | 0 | 0 | 0 | 0 | 0 | 0 | 0 | 0 | 0 | 0 | 0 | 0 | 0
VIC | CCGT | 55.5977 | 37.2687 | 16.0024 | 26.8694 | 118.3785 | 422.969 | 3027.2153 | 473.7368 | 383.3216 | 562.2334 | 301.4539 | 372.6219 | 297.3816 | 655.1924 | 348.2543 | 379.4786 | 2681.1291 | 1011.1526 | 0 | 0 | 0
VIC | Peaking Gas+Liquids | 325.7038 | 167.9884 | 78.8289 | 61.8554 | 391.5685 | 1617.7818 | 9238.921 | 4243.5756 | 3937.0515 | 11321.798 | 2836.8037 | 4777.6744 | 6356.7999 | 5887.1864 | 6558.4939 | 3579.2279 | 22839.3253 | 16792.0167 | 16885.1723 | 34785.6465 | 17904.0291
VIC | Hydro | 23238.3525 | 21562.3648 | 20457.4442 | 25798.1502 | 20016.5079 | 23105.6103 | 14008.7335 | 28320.5658 | 26662.5192 | 21027.9862 | 22978.5854 | 21315.7459 | 20212.4393 | 24938.7291 | 19232.1557 | 22840.126 | 13840.6913 | 27994.4119 | 26378.2881 | 20785.2583 | 22707.3838
VIC | Dispatchable Storage | 0 | 0 | 0 | 0 | 0 | 0 | 0 | 0 | 0 | 0 | 0 | 0 | 0 | 0 | 0 | 0 | 0 | 0 | 0 | 0 | 0
VIC | Wind | 39491.441 | 35138.1982 | 35274.7756 | 35838.9428 | 43417.2167 | 58467.3814 | 57668.72 | 54268.7561 | 54804.5659 | 51700.087 | 53637.5834 | 43681.4108 | 46811.3076 | 46113.0327 | 48276.536 | 48842.0746 | 47303.2177 | 50699.0425 | 53640.5904 | 53343.6417 | 55851.6359
VIC | Solar | 0 | 0 | 0 | 0 | 0 | 0 | 0 | 0 | 0 | 0 | 0 | 0 | 0 | 0 | 0 | 0 | 0 | 0 | 0 | 0 | 0
Total |  | 168792.5509 | 164411.2763 | 166092.871 | 165921.6483 | 138544.3688 | 83613.7426 | 83943.5898 | 87306.6344 | 85787.4583 | 84612.1046 | 79754.4263 | 70147.4531 | 73677.9283 | 77594.1406 | 74415.4399 | 75640.9071 | 86664.3634 | 96496.6238 | 96904.0508 | 108914.5465 | 96463.0488
Region | Technology | 2022 | 2023 | 2024 | 2025 | 2026 | 2027 | 2028 | 2029 | 2030 | 2031 | 2032 | 2033 | 2034 | 2035 | 2036 | 2037 | 2038 | 2039 | 2040 | 2041 | 2042
SA | Black Coal | 0 | 0 | 0 | 0 | 0 | 0 | 0 | 0 | 0 | 0 | 0 | 0 | 0 | 0 | 0 | 0 | 0 | 0 | 0 | 0 | 0
SA | Brown Coal | 0 | 0 | 0 | 0 | 0 | 0 | 0 | 0 | 0 | 0 | 0 | 0 | 0 | 0 | 0 | 0 | 0 | 0 | 0 | 0 | 0
SA | CCGT | 10319.1873 | 10435.4156 | 7601.3611 | 7863.8354 | 6963.122 | 15071.441 | 17458.9646 | 10427.6325 | 8857.3329 | 12149.0834 | 7745.5488 | 11666.0748 | 11531.3062 | 11738.407 | 8393.286 | 8394.3349 | 0 | 0 | 0 | 0 | 0
SA | Peaking Gas+Liquids | 545.5438 | 545.0423 | 763.48 | 943.0531 | 884.2593 | 4747.4043 | 7108.0042 | 3145.4501 | 2235.2446 | 4246.9087 | 1696.7162 | 3886.5616 | 3624.6691 | 4352.6931 | 3332.9514 | 3348.5301 | 10157.0649 | 8059.2409 | 7882.3101 | 9535.5185 | 7302.0985
SA | Hydro | 0 | 0 | 0 | 0 | 0 | 0 | 0 | 0 | 0 | 0 | 0 | 0 | 0 | 0 | 0 | 0 | 0 | 0 | 0 | 0 | 0
SA | Dispatchable Storage | 0 | 0 | 0 | 0 | 0 | 0 | 0 | 0 | 0 | 0 | 0 | 0 | 0 | 0 | 0 | 0 | 0 | 0 | 0 | 0 | 0
SA | Wind | 22819.169 | 22002.2952 | 22424.531 | 21702.1869 | 23779.9948 | 22767.3007 | 21051.6501 | 21884.4253 | 22371.4221 | 21667.503 | 22228.2071 | 20438.2869 | 21593.752 | 20153.8545 | 23222.7122 | 23095.0243 | 21312.4942 | 22188.963 | 23268.0489 | 22579.1215 | 23253.7635
SA | Solar | 0 | 0 | 0 | 0 | 0 | 0 | 0 | 0 | 0 | 0 | 0 | 0 | 0 | 0 | 0 | 0 | 0 | 0 | 0 | 0 | 0
Total |  | 33683.9001 | 32982.7531 | 30789.3722 | 30509.0754 | 31627.3762 | 42586.146 | 45618.6189 | 35457.5079 | 33463.9996 | 38063.495 | 31670.4722 | 35990.9233 | 36749.7273 | 36244.9547 | 34948.9496 | 34837.8893 | 31469.5591 | 30248.2039 | 31150.359 | 32114.64 | 30555.862
Region | Technology | 2022 | 2023 | 2024 | 2025 | 2026 | 2027 | 2028 | 2029 | 2030 | 2031 | 2032 | 2033 | 2034 | 2035 | 2036 | 2037 | 2038 | 2039 | 2040 | 2041 | 2042
TAS | Black Coal | 0 | 0 | 0 | 0 | 0 | 0 | 0 | 0 | 0 | 0 | 0 | 0 | 0 | 0 | 0 | 0 | 0 | 0 | 0 | 0 | 0
TAS | Brown Coal | 0 | 0 | 0 | 0 | 0 | 0 | 0 | 0 | 0 | 0 | 0 | 0 | 0 | 0 | 0 | 0 | 0 | 0 | 0 | 0 | 0
TAS | CCGT | 0 | 0 | 0 | 0 | 0 | 0 | 0 | 0 | 0 | 0 | 0 | 0 | 0 | 0 | 0 | 0 | 0 | 0 | 0 | 0 | 0
TAS | Peaking Gas+Liquids | 0 | 0 | 0 | 0 | 0 | 0 | 0 | 0 | 0 | 0 | 0 | 0 | 0 | 0 | 0 | 0 | 0 | 0 | 0 | 0 | 0
TAS | Hydro | 69841.6188 | 56801.3876 | 55225.5136 | 61348.266 | 59992.6081 | 54556.914 | 43250.8056 | 40354.6289 | 39932.4752 | 39690.5516 | 35908.5402 | 36879.8433 | 42760.5771 | 37843.8412 | 33637.0554 | 37275.8551 | 39283.0746 | 41681.2021 | 41569.9603 | 43594.8982 | 38285.8083
TAS | VPP Battery | 0 | 0 | 0 | 0 | 0 | 0 | 0 | 0 | 0 | 0 | 0 | 0 | 0 | 0 | 0 | 0 | 0 | 0 | 0 | 0 | 0
TAS | Wind | 8493.5781 | 11164.3447 | 10624.9267 | 11401.0947 | 11634.07 | 12982.0516 | 16498.6141 | 16477.1706 | 17804.3158 | 18120.1861 | 19561.087 | 18625.1837 | 17675.2042 | 19030.6606 | 19240.0789 | 19469.4973 | 18741.2181 | 18587.06 | 18264.3064 | 15075.3752 | 15716.8329
TAS | Solar | 0 | 0 | 0 | 0 | 0 | 0 | 0 | 0 | 0 | 0 | 0 | 0 | 0 | 0 | 0 | 0 | 0 | 0 | 0 | 0 | 0
Total |  | 78335.1969 | 67965.7323 | 65850.4403 | 72749.3608 | 71626.6781 | 67538.9656 | 59749.4197 | 56831.7995 | 57736.7911 | 57810.7377 | 55469.6272 | 55505.0269 | 60435.7813 | 56874.5018 | 52877.1344 | 56745.3524 | 58024.2927 | 60268.2621 | 59834.2667 | 58670.2733 | 54002.6412

## VOMCost_2
VOM cost by technology ($000s) - Step Change (DP7)
Real June 2019 dollars. Years are financial year ending. Some rounding errors may be present.
Region | Technology | 2022 | 2023 | 2024 | 2025 | 2026 | 2027 | 2028 | 2029 | 2030 | 2031 | 2032 | 2033 | 2034 | 2035 | 2036 | 2037 | 2038 | 2039 | 2040 | 2041 | 2042
NEM | Black Coal | 417087.7732 | 398733.9202 | 389752.4642 | 369240.0694 | 335106.0606 | 315350.7543 | 316160.762 | 304486.959 | 310164.9095 | 271896.0819 | 216337.0464 | 150835.3169 | 150435.3501 | 146075.0773 | 50907.938 | 49866.8839 | 49468.3218 | 48122.0047 | 49966.537 | 49695.5826 | 27638.7638
NEM | Brown Coal | 134532.0682 | 141277.4722 | 140828.6707 | 142973.0633 | 122991.2137 | 87049.5133 | 54515.5309 | 44540.1418 | 33025.0554 | 31676.8138 | 29889.0437 | 30247.0217 | 30826.9658 | 30133.7748 | 28124.7391 | 0 | 0 | 0 | 0 | 0 | 0
NEM | CCGT | 19521.0825 | 19551.5692 | 17813.3911 | 14489.4267 | 15774.8111 | 15893.9687 | 33251.99 | 16776.5158 | 14945.8665 | 29422.3421 | 29749.4063 | 42962.3798 | 44717.7374 | 38132.8575 | 30864.0821 | 26956.9571 | 33449.5155 | 22873.6371 | 20007.0973 | 25253.9386 | 23850.6386
NEM | Peaking Gas+Liquids | 1268.7164 | 1015.9358 | 1683.8404 | 946.0764 | 1433.4214 | 1617.8396 | 10249.1855 | 3018.8324 | 1789.971 | 5903.8081 | 3301.3346 | 9384.4442 | 5250.7031 | 6021.5392 | 4349.4848 | 5240.0693 | 20230.1173 | 8714.7681 | 5101.6771 | 16837.4176 | 12136.4281
NEM | Hydro | 118664.5286 | 99731.3916 | 99289.2088 | 121134.0306 | 113574.5362 | 123958.5441 | 92239.0832 | 137983.3437 | 134902.3499 | 111515.6898 | 136228.8746 | 117837.8339 | 115392.8739 | 130272.8552 | 116246.7488 | 126755.0156 | 82801.3844 | 136979.1024 | 126899.9306 | 101400.4215 | 118445.4914
NEM | Dispatchable Storage | 164.742 | 1031.1322 | 1655.7427 | 3208.2726 | 9021.3595 | 10143.019 | 14539.5325 | 5125.7925 | 9994.4079 | 12730.1927 | 13000.031 | 12900.0669 | 11879.5868 | 11525.5613 | 11006.5144 | 9472.7553 | 10761.5917 | 7969.1769 | 8430.1796 | 9553.8352 | 8741.9774
NEM | Wind | 77844.7435 | 81324.8723 | 84590.4683 | 87797.3918 | 114589.2933 | 133051.7509 | 149983.2289 | 158292.5947 | 163535.1164 | 192574.6233 | 213880.0839 | 243853.2482 | 238278.7574 | 242999.279 | 285454.3232 | 300155.9638 | 298928.6327 | 313770.1466 | 311570.9898 | 305632.8026 | 309417.9432
NEM | Solar | 0 | 0 | 0 | 0 | 0 | 0 | 0 | 0 | 0 | 0 | 0 | 0 | 0 | 0 | 0 | 0 | 0 | 0 | 0 | 0 | 0
Total |  | 769083.6543 | 742666.2935 | 735613.7862 | 739788.3308 | 712490.6958 | 687065.39 | 670939.313 | 670224.1798 | 668357.6765 | 655719.5517 | 642385.8205 | 608020.3116 | 596781.9746 | 605160.9443 | 526953.8304 | 518447.645 | 495639.5635 | 538428.8358 | 521976.4113 | 508373.9983 | 500231.2426
Region | Technology | 2022 | 2023 | 2024 | 2025 | 2026 | 2027 | 2028 | 2029 | 2030 | 2031 | 2032 | 2033 | 2034 | 2035 | 2036 | 2037 | 2038 | 2039 | 2040 | 2041 | 2042
NSW | Black Coal | 202709.9446 | 196651.9273 | 179330.6936 | 171365.4216 | 164106.6854 | 164173.9705 | 165866.2874 | 162388.2228 | 170257.0245 | 148927.6785 | 92965.7012 | 73406.5318 | 73189.7022 | 71178.8242 | 0 | 0 | 0 | 0 | 0 | 0 | 0
NSW | Brown Coal | 0 | 0 | 0 | 0 | 0 | 0 | 0 | 0 | 0 | 0 | 0 | 0 | 0 | 0 | 0 | 0 | 0 | 0 | 0 | 0 | 0
NSW | CCGT | 259.8251 | 259.8251 | 781.6109 | 490.7808 | 490.7808 | 490.7808 | 4274.8943 | 490.7808 | 490.7808 | 3512.1721 | 4749.3374 | 9944.3954 | 9661.4536 | 7482.9648 | 5934.0179 | 4533.743 | 10237.3596 | 5775.8727 | 5198.3048 | 8359.0797 | 6099.1587
NSW | Peaking Gas+Liquids | 171.8708 | 8.955 | 252.6989 | 351.5484 | 207.1444 | 173.7465 | 298.4291 | 220.6306 | 135.5803 | 353.2817 | 689.2174 | 3967.1075 | 1154.8822 | 1446.6872 | 1520.0262 | 2548.7162 | 7215.0308 | 2887.3044 | 1354.734 | 6117.5583 | 5307.8808
NSW | Hydro | 16512.0289 | 15588.9037 | 16083.6501 | 23024.8668 | 24827.4092 | 31036.369 | 29618.2385 | 33919.8795 | 40115.4948 | 37314.8848 | 39999.8214 | 35704.9788 | 35404.6443 | 40440.4004 | 32965.4751 | 33663.1595 | 24107.3027 | 41774.6614 | 38939.4201 | 31372.7626 | 33482.7935
NSW | Dispatchable Storage | 69.7565 | 370.0029 | 293.5971 | 683.405 | 1558.5935 | 3070.8561 | 6241.3351 | 1817.2167 | 3963.4949 | 6118.1845 | 6290.5397 | 6021.1244 | 5500.5037 | 5281.2489 | 5171.8924 | 4235.4544 | 4950.8029 | 3788.915 | 3933.6032 | 4444.2488 | 4196.4365
NSW | Wind | 12008.1097 | 13833.027 | 15394.5381 | 15438.3221 | 16211.9425 | 15360.2795 | 21938.6247 | 23847.5561 | 22299.7673 | 35261.0554 | 49181.1255 | 60026.3197 | 61513.5255 | 63586.9196 | 77756.0604 | 78096.7969 | 71251.9533 | 79692.129 | 74171.9938 | 70877.713 | 66149.0951
NSW | Solar | 0 | 0 | 0 | 0 | 0 | 0 | 0 | 0 | 0 | 0 | 0 | 0 | 0 | 0 | 0 | 0 | 0 | 0 | 0 | 0 | 0
Total |  | 231731.5357 | 226712.6411 | 212136.7886 | 211354.3448 | 207402.5557 | 214306.0024 | 228237.809 | 222684.2865 | 237262.1425 | 231487.257 | 193875.7426 | 189070.4576 | 186424.7116 | 189417.0451 | 123347.472 | 123077.8699 | 117762.4492 | 133918.8826 | 123598.0559 | 121171.3625 | 115235.3646
Region | Technology | 2022 | 2023 | 2024 | 2025 | 2026 | 2027 | 2028 | 2029 | 2030 | 2031 | 2032 | 2033 | 2034 | 2035 | 2036 | 2037 | 2038 | 2039 | 2040 | 2041 | 2042
QLD | Black Coal | 214377.8285 | 202081.9929 | 210421.7706 | 197874.6478 | 170999.3753 | 151176.7838 | 150294.4746 | 142098.7361 | 139907.885 | 122968.4033 | 123371.3452 | 77428.7852 | 77245.648 | 74896.2531 | 50907.938 | 49866.8839 | 49468.3218 | 48122.0047 | 49966.537 | 49695.5826 | 27638.7638
QLD | Brown Coal | 0 | 0 | 0 | 0 | 0 | 0 | 0 | 0 | 0 | 0 | 0 | 0 | 0 | 0 | 0 | 0 | 0 | 0 | 0 | 0 | 0
QLD | CCGT | 8811.4894 | 8811.4894 | 10084.4381 | 10308.1853 | 11559.4899 | 11567.5218 | 15875.3594 | 12423.3758 | 10619.6852 | 13703.4407 | 15691.9795 | 20662.8665 | 21107.1795 | 18781.7714 | 17834.6743 | 15434.8198 | 21706.0301 | 16594.4947 | 14808.7925 | 16894.8589 | 17751.4798
QLD | Peaking Gas+Liquids | 39.7623 | 8.4789 | 102.6024 | 447.2782 | 768.4376 | 530.419 | 933.0237 | 1477.0815 | 469.2157 | 1124.4379 | 904.0498 | 1117.6159 | 447.8749 | 775.9599 | 322.1257 | 335.5631 | 947.4133 | 909.9681 | 267.0155 | 1824.1706 | 671.0583
QLD | Hydro | 5116.3215 | 5110.4764 | 5104.6313 | 5098.7862 | 5092.9411 | 5087.096 | 5081.2509 | 5075.4058 | 5069.5607 | 5063.7156 | 5057.8706 | 5052.0255 | 5046.1804 | 5040.3353 | 5034.4902 | 5028.6451 | 1892.4066 | 1890.2044 | 1888.0022 | 1885.7999 | 1883.5977
QLD | Dispatchable Storage | 94.9855 | 661.1293 | 1362.1456 | 2524.8676 | 7462.766 | 7072.1629 | 8298.1975 | 3308.5757 | 6030.913 | 6612.0082 | 6709.4913 | 6878.9424 | 6379.0831 | 6244.3123 | 5834.622 | 5237.3009 | 5810.7889 | 4180.2619 | 4496.5764 | 5109.5864 | 4545.541
QLD | Wind | 6251.3884 | 11773.7049 | 11489.7293 | 11319.0015 | 31253.9169 | 47306.5405 | 44205.8716 | 48222.4242 | 50099.1049 | 57897.6903 | 57453.2891 | 77970.2106 | 73564.6005 | 73341.8945 | 87998.9126 | 94467.4092 | 100937.8135 | 102562.4531 | 102784.2003 | 101373.4716 | 97902.2252
QLD | Solar | 0 | 0 | 0 | 0 | 0 | 0 | 0 | 0 | 0 | 0 | 0 | 0 | 0 | 0 | 0 | 0 | 0 | 0 | 0 | 0 | 0
Total |  | 234691.7756 | 228447.2718 | 238565.3173 | 227572.7666 | 227136.9268 | 222740.524 | 224688.1778 | 212605.5992 | 212196.3646 | 207369.6961 | 209188.0255 | 189110.4461 | 183790.5665 | 179080.5265 | 167932.7628 | 170370.622 | 180762.7741 | 174259.3869 | 174211.1238 | 176783.4701 | 150392.6658
Region | Technology | 2022 | 2023 | 2024 | 2025 | 2026 | 2027 | 2028 | 2029 | 2030 | 2031 | 2032 | 2033 | 2034 | 2035 | 2036 | 2037 | 2038 | 2039 | 2040 | 2041 | 2042
VIC | Black Coal | 0 | 0 | 0 | 0 | 0 | 0 | 0 | 0 | 0 | 0 | 0 | 0 | 0 | 0 | 0 | 0 | 0 | 0 | 0 | 0 | 0
VIC | Brown Coal | 134532.0682 | 141277.4722 | 140828.6707 | 142973.0633 | 122991.2137 | 87049.5133 | 54515.5309 | 44540.1418 | 33025.0554 | 31676.8138 | 29889.0437 | 30247.0217 | 30826.9658 | 30133.7748 | 28124.7391 | 0 | 0 | 0 | 0 | 0 | 0
VIC | CCGT | 68.1454 | 40.9413 | 29.8953 | 20.2572 | 54.337 | 165.4627 | 1971.8978 | 192.1557 | 165.197 | 367.2807 | 147.9632 | 326.276 | 200.4241 | 293.1097 | 204.6761 | 264.1236 | 1506.1258 | 503.2696 | 0 | 0 | 0
VIC | Peaking Gas+Liquids | 352.5745 | 162.4732 | 104.8272 | 62.7084 | 269.9557 | 345.7418 | 4459.835 | 603.2479 | 490.5743 | 1307.5236 | 376.558 | 911.8667 | 436.3168 | 846.2869 | 828.6573 | 986.0173 | 5758.6389 | 2010.9971 | 1292.5695 | 3689.2901 | 2582.479
VIC | Hydro | 23238.3525 | 21562.3648 | 20457.4442 | 25798.1502 | 20016.5079 | 23105.6103 | 14008.7335 | 28320.5658 | 26662.5192 | 21027.9862 | 22978.5854 | 21315.7459 | 20212.4393 | 25502.4081 | 19793.4728 | 22840.126 | 13840.6913 | 27994.4119 | 26378.2881 | 20785.2583 | 22707.3838
VIC | Dispatchable Storage | 0 | 0 | 0 | 0 | 0 | 0 | 0 | 0 | 0 | 0 | 0 | 0 | 0 | 0 | 0 | 0 | 0 | 0 | 0 | 0 | 0
VIC | Wind | 35395.4569 | 33821.6301 | 34033.1832 | 35218.8141 | 37297.4008 | 35311.6124 | 45927.2793 | 46941.8597 | 49114.3047 | 48244.0748 | 53600.5203 | 47222.7158 | 46878.2526 | 48274.2742 | 54226.3108 | 63097.4665 | 63975.2153 | 64891.2024 | 71633.0674 | 72132.1551 | 80773.0567
VIC | Solar | 0 | 0 | 0 | 0 | 0 | 0 | 0 | 0 | 0 | 0 | 0 | 0 | 0 | 0 | 0 | 0 | 0 | 0 | 0 | 0 | 0
Total |  | 193586.5975 | 196864.8817 | 195454.0206 | 204072.9933 | 180629.4151 | 145977.9405 | 120883.2765 | 120597.9709 | 109457.6506 | 102623.6791 | 106992.6705 | 100023.6261 | 98554.3986 | 105049.8537 | 103177.8562 | 87187.7334 | 85080.6713 | 95399.881 | 99303.925 | 96606.7035 | 106062.9196
Region | Technology | 2022 | 2023 | 2024 | 2025 | 2026 | 2027 | 2028 | 2029 | 2030 | 2031 | 2032 | 2033 | 2034 | 2035 | 2036 | 2037 | 2038 | 2039 | 2040 | 2041 | 2042
SA | Black Coal | 0 | 0 | 0 | 0 | 0 | 0 | 0 | 0 | 0 | 0 | 0 | 0 | 0 | 0 | 0 | 0 | 0 | 0 | 0 | 0 | 0
SA | Brown Coal | 0 | 0 | 0 | 0 | 0 | 0 | 0 | 0 | 0 | 0 | 0 | 0 | 0 | 0 | 0 | 0 | 0 | 0 | 0 | 0 | 0
SA | CCGT | 10381.6226 | 10439.3133 | 6917.4468 | 3670.2035 | 3670.2035 | 3670.2035 | 11129.8385 | 3670.2035 | 3670.2035 | 11839.4486 | 9160.1262 | 12028.8419 | 13748.6801 | 11575.0116 | 6890.7138 | 6724.2707 | 0 | 0 | 0 | 0 | 0
SA | Peaking Gas+Liquids | 704.5088 | 836.0287 | 1223.7119 | 84.5414 | 187.8837 | 567.9323 | 4557.8977 | 717.8724 | 694.6007 | 3118.5649 | 1323.4721 | 3363.7422 | 3211.6292 | 2952.6052 | 1678.6755 | 1361.7354 | 6284.9225 | 2868.7187 | 2187.3581 | 5187.558 | 3571.4696
SA | Hydro | 0 | 0 | 0 | 0 | 0 | 0 | 0 | 0 | 0 | 0 | 0 | 0 | 0 | 0 | 0 | 0 | 0 | 0 | 0 | 0 | 0
SA | Dispatchable Storage | 0 | 0 | 0 | 0 | 0 | 0 | 0 | 0 | 0 | 0 | 0 | 0 | 0 | 0 | 0 | 0 | 0 | 0 | 0 | 0 | 0
SA | Wind | 18431.0751 | 16342.7862 | 16924.7901 | 16843.9879 | 18819.5854 | 22091.267 | 23020.7488 | 23860.2378 | 23551.7142 | 24650.816 | 26639.1205 | 24032.6908 | 23072.6056 | 22458.8931 | 29035.9304 | 27697.2538 | 28961.7288 | 30292.9442 | 28060.5337 | 28223.6127 | 30452.9326
SA | Solar | 0 | 0 | 0 | 0 | 0 | 0 | 0 | 0 | 0 | 0 | 0 | 0 | 0 | 0 | 0 | 0 | 0 | 0 | 0 | 0 | 0
Total |  | 29517.2064 | 27618.1283 | 25065.9488 | 20598.7328 | 22677.6726 | 26329.4028 | 38708.485 | 28248.3137 | 27916.5183 | 39608.8295 | 37122.7189 | 39425.2748 | 40032.9149 | 36986.51 | 37605.3198 | 35783.26 | 35246.6513 | 33161.6629 | 30247.8918 | 33411.1706 | 34024.4022
Region | Technology | 2022 | 2023 | 2024 | 2025 | 2026 | 2027 | 2028 | 2029 | 2030 | 2031 | 2032 | 2033 | 2034 | 2035 | 2036 | 2037 | 2038 | 2039 | 2040 | 2041 | 2042
TAS | Black Coal | 0 | 0 | 0 | 0 | 0 | 0 | 0 | 0 | 0 | 0 | 0 | 0 | 0 | 0 | 0 | 0 | 0 | 0 | 0 | 0 | 0
TAS | Brown Coal | 0 | 0 | 0 | 0 | 0 | 0 | 0 | 0 | 0 | 0 | 0 | 0 | 0 | 0 | 0 | 0 | 0 | 0 | 0 | 0 | 0
TAS | CCGT | 0 | 0 | 0 | 0 | 0 | 0 | 0 | 0 | 0 | 0 | 0 | 0 | 0 | 0 | 0 | 0 | 0 | 0 | 0 | 0 | 0
TAS | Peaking Gas+Liquids | 0 | 0 | 0 | 0 | 0 | 0 | 0 | 0 | 0 | 0 | 8.0373 | 24.1119 | 0 | 0 | 0 | 8.0373 | 24.1119 | 37.7797 | 0 | 18.8406 | 3.5405
TAS | Hydro | 73797.8257 | 57469.6466 | 57643.4833 | 67212.2273 | 63637.678 | 64729.4687 | 43530.8603 | 70667.4926 | 63054.7751 | 48109.1032 | 68192.5972 | 55765.0837 | 54729.6099 | 59289.7114 | 58453.3106 | 65223.085 | 42960.9838 | 65319.8247 | 59694.2202 | 47356.6007 | 60371.7164
TAS | VPP Battery | 0 | 0 | 0 | 0 | 0 | 0 | 0 | 0 | 0 | 0 | 0 | 0 | 0 | 0 | 0 | 0 | 0 | 0 | 0 | 0 | 0
TAS | Wind | 5758.7134 | 5553.724 | 6748.2276 | 8977.2661 | 11006.4477 | 12982.0516 | 14890.7045 | 15420.5168 | 18470.2253 | 26520.9867 | 27006.0284 | 34601.3113 | 33249.7732 | 35337.2976 | 36437.109 | 36797.0373 | 33801.9219 | 36331.418 | 34921.1947 | 33025.8502 | 34140.6335
TAS | Solar | 0 | 0 | 0 | 0 | 0 | 0 | 0 | 0 | 0 | 0 | 0 | 0 | 0 | 0 | 0 | 0 | 0 | 0 | 0 | 0 | 0
Total |  | 79556.539 | 63023.3707 | 64391.7109 | 76189.4935 | 74644.1257 | 77711.5203 | 58421.5648 | 86088.0095 | 81525.0004 | 74630.0899 | 95206.663 | 90390.5069 | 87979.3831 | 94627.009 | 94890.4197 | 102028.1597 | 76787.0175 | 101689.0224 | 94615.4149 | 80401.2915 | 94515.8904

## FOMCost_1
FOM cost by technology ($000s) - Step Change (Counterfactual)
Real June 2019 dollars. Years are financial year ending. Some rounding errors may be present.
Region | Technology | 2022 | 2023 | 2024 | 2025 | 2026 | 2027 | 2028 | 2029 | 2030 | 2031 | 2032 | 2033 | 2034 | 2035 | 2036 | 2037 | 2038 | 2039 | 2040 | 2041 | 2042
NEM | Black Coal | 1770652.2638 | 1521608.2889 | 812212.4597 | 944753.3642 | 608116.55 | 599027.6031 | 428761.0282 | 388673.55 | 388673.55 | 1033280.6297 | 634936.5972 | 828146.7889 | 271925.55 | 271925.55 | 235544.8652 | 234901.3 | 210578.8 | 210578.8 | 211155.7282 | 855185.8797 | 210578.8
NEM | Brown Coal | 685241 | 685241 | 687118.3726 | 685241 | 462463 | 0 | 0 | 0 | 0 | 0 | 0 | 0 | 0 | 0 | 0 | 0 | 0 | 0 | 0 | 0 | 0
NEM | CCGT | 98720.8177 | 91542.753 | 89867.6931 | 89622.153 | 89622.153 | 89622.153 | 89867.6931 | 85514.203 | 85514.203 | 85514.203 | 85748.4885 | 85514.203 | 85514.203 | 85514.203 | 47339.546 | 47210.203 | 41565.773 | 41565.773 | 16139.7928 | 16095.695 | 16095.695
NEM | Peaking Gas+Liquids | 102587.4673 | 102587.4673 | 102868.5289 | 107721.5625 | 107721.5625 | 112599.0227 | 112907.5132 | 112962.9332 | 114070.5013 | 109471.0076 | 114459.9549 | 113972.2689 | 110440.5618 | 112945.2078 | 111282.3579 | 110978.3078 | 114591.7293 | 115252.7203 | 110087.702 | 111882.7646 | 118368.4731
NEM | Hydro | 408726.67 | 408726.67 | 409846.4691 | 408726.67 | 408726.67 | 408726.67 | 409846.4691 | 408726.67 | 408726.67 | 408726.67 | 409846.4691 | 408726.67 | 408726.67 | 408726.67 | 409846.4691 | 408726.67 | 403613.518 | 403613.518 | 404719.3085 | 403613.518 | 403613.518
NEM | Dispatchable Storage | 50293.5 | 50467.482 | 50605.7491 | 62915.5732 | 97782.6267 | 149695.1263 | 152529.7895 | 206457.7418 | 209778.7368 | 209534.8368 | 210108.9048 | 214373.6919 | 215951.0543 | 218884.1436 | 219483.8261 | 220740.4041 | 226001.3426 | 226001.3426 | 226620.5244 | 226001.3426 | 226001.3426
NEM | Wind | 604169.0642 | 651088.6171 | 697391.0332 | 861644.7555 | 890196.4888 | 1118205.8968 | 1152005.1458 | 1429327.3763 | 1586143.8594 | 1531094.0259 | 1455669.0004 | 1587977.5908 | 1905983.2634 | 1584059.9808 | 1899288.9534 | 2137139.8029 | 2582620.3963 | 2616691.334 | 2476515.2699 | 2733971.6407 | 1720428.3054
NEM | Solar | 157745.0759 | 166277.6307 | 178759.3794 | 182608.6229 | 203237.1462 | 267036.5316 | 267768.1385 | 267036.5316 | 267036.5316 | 267036.5316 | 267768.1385 | 267036.5316 | 267036.5316 | 267036.5316 | 367561.2943 | 267036.5316 | 323826.4891 | 396534.3493 | 267768.1385 | 267036.5316 | 267036.5316
Total |  | 3878135.859 | 3677539.909 | 3028669.6851 | 3343233.7012 | 2867866.1973 | 2744913.0035 | 2613685.7776 | 2898699.0058 | 3059944.052 | 3644657.9045 | 3178537.5534 | 3505747.7451 | 3265577.8342 | 2949092.2867 | 3290347.3121 | 3426733.2194 | 3902798.0483 | 4010237.8373 | 3713006.4643 | 4613787.3721 | 2962122.6657
Region | Technology | 2022 | 2023 | 2024 | 2025 | 2026 | 2027 | 2028 | 2029 | 2030 | 2031 | 2032 | 2033 | 2034 | 2035 | 2036 | 2037 | 2038 | 2039 | 2040 | 2041 | 2042
NSW | Black Coal | 1047997.716 | 526176.75 | 447676.1589 | 596347.0642 | 335380.25 | 192688.25 | 193216.163 | 153772.25 | 153772.25 | 153772.25 | 115170.9247 | 37024.25 | 37024.25 | 37024.25 | 0 | 0 | 0 | 0 | 0 | 0 | 0
NSW | Brown Coal | 0 | 0 | 0 | 0 | 0 | 0 | 0 | 0 | 0 | 0 | 0 | 0 | 0 | 0 | 0 | 0 | 0 | 0 | 0 | 0 | 0
NSW | CCGT | 4694.8 | 4694.8 | 4707.6625 | 4694.8 | 4694.8 | 4694.8 | 4707.6625 | 4694.8 | 4694.8 | 4694.8 | 4707.6625 | 4694.8 | 4694.8 | 4694.8 | 4707.6625 | 4694.8 | 4694.8 | 4694.8 | 4707.6625 | 4694.8 | 4694.8
NSW | Peaking Gas+Liquids | 23071.8361 | 23071.8361 | 23135.0466 | 28205.9313 | 28205.9313 | 33083.3915 | 33174.0309 | 33083.3915 | 33487.4241 | 33487.4241 | 37430.9189 | 38510.7126 | 41066.9976 | 43598.2748 | 42959.1495 | 42841.7748 | 42841.7748 | 42841.7748 | 42959.1495 | 42841.7748 | 48223.292
NSW | Hydro | 135226.3 | 135226.3 | 135596.783 | 135226.3 | 135226.3 | 135226.3 | 135596.783 | 135226.3 | 135226.3 | 135226.3 | 135596.783 | 135226.3 | 135226.3 | 135226.3 | 135596.783 | 135226.3 | 135226.3 | 135226.3 | 135596.783 | 135226.3 | 135226.3
NSW | Dispatchable Storage | 14203.2 | 14203.2 | 14242.1129 | 26651.2912 | 51445.44 | 65046.5627 | 65224.7724 | 76180.947 | 79501.942 | 79501.942 | 79719.7556 | 79501.942 | 79501.942 | 82800.8813 | 83027.733 | 82800.8813 | 82800.8813 | 82800.8813 | 83027.733 | 82800.8813 | 82800.8813
NSW | Wind | 84048.0172 | 93475.0648 | 93731.1609 | 259634.2271 | 259634.2271 | 377483.2991 | 378517.4999 | 377483.2991 | 377483.2991 | 377483.2991 | 378517.4999 | 377483.2991 | 377483.2991 | 377483.2991 | 439841.578 | 513895.3471 | 1155340.4696 | 486481.8078 | 439841.578 | 1014151.3914 | 513851.6237
NSW | Solar | 67531.8579 | 67531.8579 | 67716.8767 | 71869.515 | 71869.515 | 71869.515 | 72066.4178 | 71869.515 | 71869.515 | 71869.515 | 72066.4178 | 71869.515 | 71869.515 | 71869.515 | 72066.4178 | 71869.515 | 87784.0746 | 201367.3327 | 72066.4178 | 71869.515 | 71869.515
Total |  | 1376773.7272 | 864379.8088 | 786805.8014 | 1122629.1287 | 886456.4634 | 880092.1183 | 882503.3295 | 852310.5026 | 856035.5302 | 856035.5302 | 823209.9622 | 744310.8187 | 746867.1037 | 752697.3202 | 778199.3238 | 851328.6182 | 1508688.3004 | 953412.8967 | 778199.3238 | 1351584.6625 | 856666.4119
Region | Technology | 2022 | 2023 | 2024 | 2025 | 2026 | 2027 | 2028 | 2029 | 2030 | 2031 | 2032 | 2033 | 2034 | 2035 | 2036 | 2037 | 2038 | 2039 | 2040 | 2041 | 2042
QLD | Black Coal | 722654.5478 | 995431.5389 | 364536.3008 | 348406.3 | 272736.3 | 406339.3531 | 235544.8652 | 234901.3 | 234901.3 | 879508.3797 | 519765.6726 | 791122.5389 | 234901.3 | 234901.3 | 235544.8652 | 234901.3 | 210578.8 | 210578.8 | 211155.7282 | 855185.8797 | 210578.8
QLD | Brown Coal | 0 | 0 | 0 | 0 | 0 | 0 | 0 | 0 | 0 | 0 | 0 | 0 | 0 | 0 | 0 | 0 | 0 | 0 | 0 | 0 | 0
QLD | CCGT | 17038.923 | 17038.923 | 17085.605 | 17038.923 | 17038.923 | 17038.923 | 17085.605 | 12930.973 | 12930.973 | 12930.973 | 12966.4003 | 12930.973 | 12930.973 | 12930.973 | 12966.4003 | 12930.973 | 12930.973 | 12930.973 | 11432.1303 | 11400.895 | 11400.895
QLD | Peaking Gas+Liquids | 28890.735 | 28890.735 | 28969.8877 | 28890.735 | 28890.735 | 28890.735 | 28969.8877 | 29254.6454 | 29958.181 | 31145.9123 | 32068.5219 | 34169.4493 | 30653.5572 | 30626.9259 | 30710.8353 | 30626.9259 | 33984.1957 | 34645.1868 | 35934.7648 | 36577.0455 | 37681.2369
QLD | Hydro | 9019.032 | 9019.032 | 9043.7417 | 9019.032 | 9019.032 | 9019.032 | 9043.7417 | 9019.032 | 9019.032 | 9019.032 | 9043.7417 | 9019.032 | 9019.032 | 9019.032 | 9043.7417 | 9019.032 | 3905.88 | 3905.88 | 3916.581 | 3905.88 | 3905.88
QLD | Dispatchable Storage | 33732.6 | 33906.582 | 33999.4767 | 33906.582 | 37984.3549 | 43473.3366 | 46016.9812 | 55853.5973 | 55853.5973 | 55853.5973 | 56006.6209 | 55853.5973 | 55853.5973 | 55853.5973 | 56006.6209 | 55853.5973 | 55853.5973 | 55853.5973 | 56006.6209 | 55853.5973 | 55853.5973
QLD | Wind | 167640.2156 | 180988.8924 | 226003.364 | 225385.8685 | 227700.1183 | 227700.1183 | 228323.9543 | 227700.1183 | 227700.1183 | 227700.1183 | 228323.9543 | 227700.1183 | 227700.1183 | 227700.1183 | 228323.9543 | 227700.1183 | 227700.1183 | 227700.1183 | 228323.9543 | 227700.1183 | 227700.1183
QLD | Solar | 52351.7005 | 57920.9153 | 66987.662 | 66804.6356 | 66804.6356 | 66804.6356 | 66987.662 | 66804.6356 | 66804.6356 | 66804.6356 | 66987.662 | 66804.6356 | 66804.6356 | 66804.6356 | 166780.8177 | 66804.6356 | 107680.0335 | 66804.6356 | 66987.662 | 66804.6356 | 66804.6356
Total |  | 1031327.7539 | 1323196.6186 | 746626.0379 | 729452.076 | 660174.0988 | 799266.1336 | 631972.697 | 636464.3016 | 637167.8372 | 1282962.6481 | 925162.5735 | 1197600.3444 | 637863.2134 | 637836.5821 | 739377.2353 | 637836.5821 | 652633.5978 | 612419.191 | 613757.4415 | 1257428.0514 | 613925.1631
Region | Technology | 2022 | 2023 | 2024 | 2025 | 2026 | 2027 | 2028 | 2029 | 2030 | 2031 | 2032 | 2033 | 2034 | 2035 | 2036 | 2037 | 2038 | 2039 | 2040 | 2041 | 2042
VIC | Black Coal | 0 | 0 | 0 | 0 | 0 | 0 | 0 | 0 | 0 | 0 | 0 | 0 | 0 | 0 | 0 | 0 | 0 | 0 | 0 | 0 | 0
VIC | Brown Coal | 685241 | 685241 | 687118.3726 | 685241 | 462463 | 0 | 0 | 0 | 0 | 0 | 0 | 0 | 0 | 0 | 0 | 0 | 0 | 0 | 0 | 0 | 0
VIC | CCGT | 23940 | 23940 | 24005.589 | 23940 | 23940 | 23940 | 24005.589 | 23940 | 23940 | 23940 | 24005.589 | 23940 | 23940 | 23940 | 24005.589 | 23940 | 23940 | 23940 | 0 | 0 | 0
VIC | Peaking Gas+Liquids | 28747 | 28747 | 28825.7589 | 28747 | 28747 | 28747 | 28825.7589 | 28747 | 28747 | 28747 | 28825.7589 | 28747 | 26174.9 | 26174.9 | 26246.6121 | 26174.9 | 26174.9 | 26174.9 | 19571.1732 | 22688.6855 | 22688.6855
VIC | Hydro | 130551.08 | 130551.08 | 130908.7542 | 130551.08 | 130551.08 | 130551.08 | 130908.7542 | 130551.08 | 130551.08 | 130551.08 | 130908.7542 | 130551.08 | 130551.08 | 130551.08 | 130908.7542 | 130551.08 | 130551.08 | 130551.08 | 130908.7542 | 130551.08 | 130551.08
VIC | Dispatchable Storage | 609.75 | 609.75 | 611.4205 | 609.75 | 6604.8818 | 33501.0187 | 33592.8023 | 59330.5391 | 59330.5391 | 59330.5391 | 59493.0885 | 60163.9897 | 59716.8397 | 59554.2397 | 59717.402 | 60021.9672 | 65282.9057 | 65282.9057 | 65461.763 | 65282.9057 | 65282.9057
VIC | Wind | 199173.2336 | 204871.6138 | 205432.9059 | 204871.6138 | 231109.0973 | 337688.5975 | 347404.5616 | 626925.1544 | 626925.1544 | 649289.5407 | 651068.4162 | 785575.3688 | 783169.8188 | 783169.8188 | 785315.4896 | 783169.8188 | 891376.7256 | 1453083.8191 | 1096264.0254 | 1235133.6562 | 783169.8188
VIC | Solar | 25184.0611 | 25184.0611 | 27554.0417 | 27478.7574 | 48107.2807 | 111906.6661 | 112213.2597 | 111906.6661 | 111906.6661 | 111906.6661 | 112213.2597 | 111906.6661 | 111906.6661 | 111906.6661 | 112213.2597 | 111906.6661 | 111906.6661 | 111906.6661 | 112213.2597 | 111906.6661 | 111906.6661
Total |  | 1093446.1247 | 1099144.5049 | 1104456.8429 | 1101439.2012 | 931522.3399 | 666334.3622 | 676950.7257 | 981400.4395 | 981400.4395 | 1003764.8259 | 1006514.8665 | 1140884.1047 | 1135459.3047 | 1135296.7047 | 1138407.1066 | 1135764.4321 | 1249232.2774 | 1810939.3709 | 1424418.9754 | 1565562.9935 | 1113599.1561
Region | Technology | 2022 | 2023 | 2024 | 2025 | 2026 | 2027 | 2028 | 2029 | 2030 | 2031 | 2032 | 2033 | 2034 | 2035 | 2036 | 2037 | 2038 | 2039 | 2040 | 2041 | 2042
SA | Black Coal | 0 | 0 | 0 | 0 | 0 | 0 | 0 | 0 | 0 | 0 | 0 | 0 | 0 | 0 | 0 | 0 | 0 | 0 | 0 | 0 | 0
SA | Brown Coal | 0 | 0 | 0 | 0 | 0 | 0 | 0 | 0 | 0 | 0 | 0 | 0 | 0 | 0 | 0 | 0 | 0 | 0 | 0 | 0 | 0
SA | CCGT | 53047.0947 | 45869.03 | 44068.8367 | 43948.43 | 43948.43 | 43948.43 | 44068.8367 | 43948.43 | 43948.43 | 43948.43 | 44068.8367 | 43948.43 | 43948.43 | 43948.43 | 5659.8942 | 5644.43 | 0 | 0 | 0 | 0 | 0
SA | Peaking Gas+Liquids | 19184.7562 | 19184.7562 | 19237.3172 | 19184.7562 | 19184.7562 | 19184.7562 | 19237.3172 | 19184.7562 | 19184.7562 | 13397.5312 | 13434.2368 | 9851.967 | 9851.967 | 9851.967 | 8665.2426 | 8641.567 | 8897.7187 | 8897.7187 | 8922.096 | 8897.7187 | 8897.7187
SA | Hydro | 0 | 0 | 0 | 0 | 0 | 0 | 0 | 0 | 0 | 0 | 0 | 0 | 0 | 0 | 0 | 0 | 0 | 0 | 0 | 0 | 0
SA | Dispatchable Storage | 1747.95 | 1747.95 | 1752.7389 | 1747.95 | 1747.95 | 7674.2084 | 7695.2336 | 15092.6584 | 15092.6584 | 14848.7584 | 14889.4399 | 18854.1628 | 20878.6753 | 20675.4253 | 20732.0703 | 22063.9584 | 22063.9584 | 22063.9584 | 22124.4076 | 22063.9584 | 22063.9584
SA | Wind | 119116.7202 | 128737.7165 | 129090.4226 | 128737.7165 | 128737.7165 | 128737.7165 | 129090.4226 | 128737.7165 | 285554.1996 | 208139.9798 | 129090.4226 | 128737.7165 | 449148.9392 | 127225.6565 | 377139.2242 | 543893.4306 | 239721.9947 | 380944.5007 | 643417.0048 | 188505.3868 | 127225.6565
SA | Solar | 12677.4564 | 15640.7964 | 16500.7991 | 16455.7149 | 16455.7149 | 16455.7149 | 16500.7991 | 16455.7149 | 16455.7149 | 16455.7149 | 16500.7991 | 16455.7149 | 16455.7149 | 16455.7149 | 16500.7991 | 16455.7149 | 16455.7149 | 16455.7149 | 16500.7991 | 16455.7149 | 16455.7149
Total |  | 205773.9775 | 211180.2492 | 210650.1145 | 210074.5677 | 210074.5677 | 216000.8261 | 216592.6091 | 223419.2761 | 380235.7591 | 296790.4143 | 217983.735 | 217847.9913 | 540283.7264 | 218157.1938 | 428697.2303 | 596699.101 | 287139.3867 | 428361.8927 | 690964.3075 | 235922.7788 | 174643.0485
Region | Technology | 2022 | 2023 | 2024 | 2025 | 2026 | 2027 | 2028 | 2029 | 2030 | 2031 | 2032 | 2033 | 2034 | 2035 | 2036 | 2037 | 2038 | 2039 | 2040 | 2041 | 2042
TAS | Black Coal | 0 | 0 | 0 | 0 | 0 | 0 | 0 | 0 | 0 | 0 | 0 | 0 | 0 | 0 | 0 | 0 | 0 | 0 | 0 | 0 | 0
TAS | Brown Coal | 0 | 0 | 0 | 0 | 0 | 0 | 0 | 0 | 0 | 0 | 0 | 0 | 0 | 0 | 0 | 0 | 0 | 0 | 0 | 0 | 0
TAS | CCGT | 0 | 0 | 0 | 0 | 0 | 0 | 0 | 0 | 0 | 0 | 0 | 0 | 0 | 0 | 0 | 0 | 0 | 0 | 0 | 0 | 0
TAS | Peaking Gas+Liquids | 2693.14 | 2693.14 | 2700.5185 | 2693.14 | 2693.14 | 2693.14 | 2700.5185 | 2693.14 | 2693.14 | 2693.14 | 2700.5185 | 2693.14 | 2693.14 | 2693.14 | 2700.5185 | 2693.14 | 2693.14 | 2693.14 | 2700.5185 | 877.54 | 877.54
TAS | Hydro | 133930.258 | 133930.258 | 134297.1902 | 133930.258 | 133930.258 | 133930.258 | 134297.1902 | 133930.258 | 133930.258 | 133930.258 | 134297.1902 | 133930.258 | 133930.258 | 133930.258 | 134297.1902 | 133930.258 | 133930.258 | 133930.258 | 134297.1902 | 133930.258 | 133930.258
TAS | VPP Battery | 0 | 0 | 0 | 0 | 0 | 0 | 0 | 0 | 0 | 0 | 0 | 0 | 0 | 0 | 0 | 0 | 0 | 0 | 0 | 0 | 0
TAS | Wind | 34190.8777 | 43015.3296 | 43133.1798 | 43015.3296 | 43015.3296 | 46596.1654 | 68668.7074 | 68481.088 | 68481.088 | 68481.088 | 68668.7074 | 68481.088 | 68481.088 | 68481.088 | 68668.7074 | 68481.088 | 68481.088 | 68481.088 | 68668.7074 | 68481.088 | 68481.088
TAS | Solar | 0 | 0 | 0 | 0 | 0 | 0 | 0 | 0 | 0 | 0 | 0 | 0 | 0 | 0 | 0 | 0 | 0 | 0 | 0 | 0 | 0
Total |  | 170814.2757 | 179638.7276 | 180130.8885 | 179638.7276 | 179638.7276 | 183219.5634 | 205666.4161 | 205104.486 | 205104.486 | 205104.486 | 205666.4161 | 205104.486 | 205104.486 | 205104.486 | 205666.4161 | 205104.486 | 205104.486 | 205104.486 | 205666.4161 | 203288.886 | 203288.886

## FOMCost_2
FOM cost by technology ($000s) - Step Change (DP7)
Real June 2019 dollars. Years are financial year ending. Some rounding errors may be present.
Region | Technology | 2022 | 2023 | 2024 | 2025 | 2026 | 2027 | 2028 | 2029 | 2030 | 2031 | 2032 | 2033 | 2034 | 2035 | 2036 | 2037 | 2038 | 2039 | 2040 | 2041 | 2042
NEM | Black Coal | 1770652.2638 | 1521608.2889 | 833891.6926 | 2165230.2558 | 654329.3 | 630006.8 | 631732.846 | 592171.8 | 592171.8 | 1015153.0301 | 705665.0945 | 302463.8 | 302463.8 | 302463.8 | 109263.3337 | 108964.8 | 108964.8 | 108964.8 | 109263.3337 | 593563.0301 | 68751.6
NEM | Brown Coal | 685241 | 685241 | 687118.3726 | 685241 | 577693 | 858411.2035 | 251521.2164 | 193219 | 135604 | 135604 | 135975.5178 | 135604 | 135604 | 135604 | 135975.5178 | 0 | 0 | 0 | 0 | 0 | 0
NEM | CCGT | 98720.8177 | 91542.753 | 89867.6931 | 89622.153 | 89622.153 | 89622.153 | 89867.6931 | 85514.203 | 85514.203 | 85514.203 | 85748.4885 | 85514.203 | 85514.203 | 85514.203 | 47339.546 | 47210.203 | 41565.773 | 41565.773 | 16139.7928 | 16095.695 | 16095.695
NEM | Peaking Gas+Liquids | 102587.4673 | 102587.4673 | 102868.5289 | 102587.4673 | 102587.4673 | 102587.4673 | 102868.5289 | 102587.4673 | 102587.4673 | 96800.2423 | 97065.4485 | 93254.6781 | 86264.6181 | 84494.4081 | 82753.6109 | 82527.5081 | 82527.5081 | 82527.5081 | 76078.172 | 74054.7081 | 74054.7081
NEM | Hydro | 408726.67 | 408726.67 | 409846.4691 | 408726.67 | 408726.67 | 408726.67 | 409846.4691 | 428847.87 | 428847.87 | 428847.87 | 430022.7957 | 428847.87 | 428847.87 | 428847.87 | 430022.7957 | 428847.87 | 423734.718 | 423734.718 | 424895.635 | 423734.718 | 423734.718
NEM | Dispatchable Storage | 50293.5 | 50467.482 | 50605.7491 | 62915.5732 | 87709.722 | 89079.7392 | 94228.4244 | 109064.2384 | 109064.2384 | 113637.8164 | 115261.9449 | 130824.5466 | 134976.2979 | 136324.0827 | 168352.5482 | 178917.4101 | 194888.8845 | 194888.8845 | 195422.8267 | 200440.4365 | 212934.7379
NEM | Wind | 412630.0856 | 455166.546 | 465789.5591 | 469351.7635 | 539325.5508 | 615485.9158 | 733817.4401 | 743316.7711 | 765243.1357 | 890857.6205 | 976548.7086 | 1149556.6147 | 1143410.9966 | 1149378.4049 | 1306340.3184 | 1352131.9857 | 1439734.6793 | 1411830.2993 | 1422782.7283 | 1428278.7866 | 1426065.6806
NEM | Solar | 134511.1742 | 147596.0807 | 151075.6191 | 150662.8442 | 179729.1834 | 212960.0403 | 244144.094 | 244181.1124 | 255477.0391 | 272108.7377 | 291822.8339 | 326283.1511 | 365479.2782 | 369986.8716 | 444106.4736 | 451343.2347 | 504746.6243 | 502538.91 | 510827.2605 | 537812.167 | 537812.167
Total |  | 3663362.9786 | 3462936.288 | 2791063.6836 | 4134337.727 | 2639723.0466 | 3006879.9891 | 2558026.7121 | 2498902.4622 | 2474509.7535 | 3038523.52 | 2838110.8323 | 2652348.8635 | 2682561.0639 | 2692613.6403 | 2724154.1444 | 2649943.0116 | 2796162.9873 | 2766050.893 | 2755409.749 | 3273979.5413 | 2759449.3066
Region | Technology | 2022 | 2023 | 2024 | 2025 | 2026 | 2027 | 2028 | 2029 | 2030 | 2031 | 2032 | 2033 | 2034 | 2035 | 2036 | 2037 | 2038 | 2039 | 2040 | 2041 | 2042
NSW | Black Coal | 1047997.716 | 526176.75 | 408653.5397 | 1451404.2566 | 336191 | 336191 | 337112.0712 | 336191 | 336191 | 297275 | 187525.3644 | 148097 | 148097 | 148097 | 0 | 0 | 0 | 0 | 0 | 0 | 0
NSW | Brown Coal | 0 | 0 | 0 | 0 | 0 | 0 | 0 | 0 | 0 | 0 | 0 | 0 | 0 | 0 | 0 | 0 | 0 | 0 | 0 | 0 | 0
NSW | CCGT | 4694.8 | 4694.8 | 4707.6625 | 4694.8 | 4694.8 | 4694.8 | 4707.6625 | 4694.8 | 4694.8 | 4694.8 | 4707.6625 | 4694.8 | 4694.8 | 4694.8 | 4707.6625 | 4694.8 | 4694.8 | 4694.8 | 4707.6625 | 4694.8 | 4694.8
NSW | Peaking Gas+Liquids | 23071.8361 | 23071.8361 | 23135.0466 | 23071.8361 | 23071.8361 | 23071.8361 | 23135.0466 | 23071.8361 | 23071.8361 | 23071.8361 | 23135.0466 | 23071.8361 | 23071.8361 | 23071.8361 | 22376.474 | 22315.3361 | 22315.3361 | 22315.3361 | 22376.474 | 22315.3361 | 22315.3361
NSW | Hydro | 135226.3 | 135226.3 | 135596.783 | 135226.3 | 135226.3 | 135226.3 | 135596.783 | 135226.3 | 135226.3 | 135226.3 | 135596.783 | 135226.3 | 135226.3 | 135226.3 | 135596.783 | 135226.3 | 135226.3 | 135226.3 | 135596.783 | 135226.3 | 135226.3
NSW | Dispatchable Storage | 14203.2 | 14203.2 | 14242.1129 | 26651.2912 | 51445.44 | 51445.44 | 51586.3864 | 51445.44 | 51445.44 | 51445.44 | 52899.1784 | 59289.2274 | 59289.2274 | 59289.2274 | 79975.6778 | 79757.165 | 86657.9202 | 86657.9202 | 86895.3392 | 90175.2008 | 90175.2008
NSW | Wind | 75120.0572 | 84505.7581 | 89576.7689 | 89332.0236 | 89332.0236 | 89332.0236 | 123620.2282 | 123282.468 | 123282.468 | 178655.5148 | 260015.7318 | 311686.6851 | 318311.1009 | 324278.5092 | 395688.1074 | 392476.3623 | 380344.6994 | 378970.0994 | 380008.3736 | 362451.9894 | 360238.8834
NSW | Solar | 47972.3469 | 54621.5244 | 57846.338 | 57688.2879 | 83004.6022 | 99839.0888 | 112632.2792 | 112324.5408 | 112324.5408 | 123001.6847 | 141910.6709 | 141522.9369 | 155216.7836 | 155216.7836 | 197820.6625 | 197280.1689 | 243203.7527 | 239279.4197 | 239934.9798 | 258114.3675 | 258114.3675
Total |  | 1348286.2562 | 842500.1686 | 733758.2516 | 1788068.7954 | 722966.002 | 739800.4885 | 788390.4572 | 786236.3849 | 786236.3849 | 813370.5756 | 805790.4377 | 823588.7854 | 843907.048 | 849874.4563 | 836165.3672 | 831750.1324 | 872442.8084 | 867143.8754 | 869519.6121 | 872977.9937 | 870764.8877
Region | Technology | 2022 | 2023 | 2024 | 2025 | 2026 | 2027 | 2028 | 2029 | 2030 | 2031 | 2032 | 2033 | 2034 | 2035 | 2036 | 2037 | 2038 | 2039 | 2040 | 2041 | 2042
QLD | Black Coal | 722654.5478 | 995431.5389 | 425238.1529 | 713825.9991 | 318138.3 | 293815.8 | 294620.7748 | 255980.8 | 255980.8 | 717878.0301 | 518139.7301 | 154366.8 | 154366.8 | 154366.8 | 109263.3337 | 108964.8 | 108964.8 | 108964.8 | 109263.3337 | 593563.0301 | 68751.6
QLD | Brown Coal | 0 | 0 | 0 | 0 | 0 | 0 | 0 | 0 | 0 | 0 | 0 | 0 | 0 | 0 | 0 | 0 | 0 | 0 | 0 | 0 | 0
QLD | CCGT | 17038.923 | 17038.923 | 17085.605 | 17038.923 | 17038.923 | 17038.923 | 17085.605 | 12930.973 | 12930.973 | 12930.973 | 12966.4003 | 12930.973 | 12930.973 | 12930.973 | 12966.4003 | 12930.973 | 12930.973 | 12930.973 | 11432.1303 | 11400.895 | 11400.895
QLD | Peaking Gas+Liquids | 28890.735 | 28890.735 | 28969.8877 | 28890.735 | 28890.735 | 28890.735 | 28969.8877 | 28890.735 | 28890.735 | 28890.735 | 28969.8877 | 28890.735 | 24472.775 | 22702.565 | 22764.7638 | 22702.565 | 22702.565 | 22702.565 | 22764.7638 | 22702.565 | 22702.565
QLD | Hydro | 9019.032 | 9019.032 | 9043.7417 | 9019.032 | 9019.032 | 9019.032 | 9043.7417 | 9019.032 | 9019.032 | 9019.032 | 9043.7417 | 9019.032 | 9019.032 | 9019.032 | 9043.7417 | 9019.032 | 3905.88 | 3905.88 | 3916.581 | 3905.88 | 3905.88
QLD | Dispatchable Storage | 33732.6 | 33906.582 | 33999.4767 | 33906.582 | 33906.582 | 35276.5992 | 37737.4513 | 52727.6122 | 52727.6122 | 57545.0902 | 57702.748 | 63477.3798 | 68076.2812 | 69789.9159 | 79389.482 | 79172.5708 | 84210.3583 | 84210.3583 | 84441.0716 | 85925.0022 | 91453.3545
QLD | Wind | 31002.1786 | 50577.8286 | 50716.398 | 50577.8286 | 113658.8661 | 167640.2156 | 168099.5038 | 178958.5348 | 190703.9248 | 217443.3406 | 218815.4899 | 310833.4243 | 310833.4243 | 310833.4243 | 357863.1538 | 368195.1896 | 418028.7043 | 418028.7043 | 419173.9885 | 418028.7043 | 418028.7043
QLD | Solar | 51485.1863 | 57920.9153 | 58079.6027 | 57920.9153 | 57920.9153 | 57920.9153 | 64290.6492 | 64819.0705 | 76114.9972 | 81772.346 | 82392.9774 | 111678.6732 | 134103.8366 | 138611.43 | 155664.5709 | 155239.2578 | 162719.0636 | 164435.6823 | 168375.9974 | 177461.6153 | 177461.6153
Total |  | 893823.2026 | 1192785.5548 | 623132.8646 | 911180.0149 | 578573.3534 | 609602.22 | 619847.6136 | 603326.7576 | 626368.0743 | 1125479.5469 | 928030.9751 | 691197.0172 | 713803.1221 | 718254.1402 | 746955.4462 | 756224.3883 | 813462.3442 | 815178.9629 | 819367.8663 | 1312987.6919 | 793704.6141
Region | Technology | 2022 | 2023 | 2024 | 2025 | 2026 | 2027 | 2028 | 2029 | 2030 | 2031 | 2032 | 2033 | 2034 | 2035 | 2036 | 2037 | 2038 | 2039 | 2040 | 2041 | 2042
VIC | Black Coal | 0 | 0 | 0 | 0 | 0 | 0 | 0 | 0 | 0 | 0 | 0 | 0 | 0 | 0 | 0 | 0 | 0 | 0 | 0 | 0 | 0
VIC | Brown Coal | 685241 | 685241 | 687118.3726 | 685241 | 577693 | 858411.2035 | 251521.2164 | 193219 | 135604 | 135604 | 135975.5178 | 135604 | 135604 | 135604 | 135975.5178 | 0 | 0 | 0 | 0 | 0 | 0
VIC | CCGT | 23940 | 23940 | 24005.589 | 23940 | 23940 | 23940 | 24005.589 | 23940 | 23940 | 23940 | 24005.589 | 23940 | 23940 | 23940 | 24005.589 | 23940 | 23940 | 23940 | 0 | 0 | 0
VIC | Peaking Gas+Liquids | 28747 | 28747 | 28825.7589 | 28747 | 28747 | 28747 | 28825.7589 | 28747 | 28747 | 28747 | 28825.7589 | 28747 | 26174.9 | 26174.9 | 26246.6121 | 26174.9 | 26174.9 | 26174.9 | 19571.1732 | 19517.7 | 19517.7
VIC | Hydro | 130551.08 | 130551.08 | 130908.7542 | 130551.08 | 130551.08 | 130551.08 | 130908.7542 | 130551.08 | 130551.08 | 130551.08 | 130908.7542 | 130551.08 | 130551.08 | 130551.08 | 130908.7542 | 130551.08 | 130551.08 | 130551.08 | 130908.7542 | 130551.08 | 130551.08
VIC | Dispatchable Storage | 609.75 | 609.75 | 611.4205 | 609.75 | 609.75 | 609.75 | 3151.8478 | 3143.2362 | 3143.2362 | 3143.2362 | 3151.8478 | 3143.2362 | 2696.0862 | 2533.4862 | 4263.027 | 13531.8563 | 13531.8563 | 13531.8563 | 13568.9299 | 13851.4838 | 13851.4838
VIC | Wind | 182213.7686 | 195788.8781 | 196325.286 | 195788.8781 | 195788.8781 | 195788.8781 | 255217.997 | 254520.6801 | 254520.6801 | 258361.5986 | 259069.4385 | 258361.5986 | 255956.0486 | 255956.0486 | 275480.4289 | 320596.7045 | 350286.0766 | 331041.6766 | 354043.4469 | 368397.4595 | 368397.4595
VIC | Solar | 25184.0611 | 25184.0611 | 25253.0585 | 25184.0611 | 25184.0611 | 30709.0231 | 37183.024 | 37081.4311 | 37081.4311 | 37378.6369 | 37481.0441 | 43125.4711 | 46202.588 | 46202.588 | 60583.0988 | 68867.738 | 68867.738 | 68867.738 | 69056.4167 | 68867.738 | 68867.738
Total |  | 1076486.6597 | 1090061.7692 | 1093048.2398 | 1090061.7692 | 982513.7692 | 1268756.9348 | 730814.1874 | 671202.4274 | 613587.4274 | 617725.5516 | 619417.9504 | 623472.3858 | 621124.7027 | 620962.1027 | 657463.0278 | 583662.2788 | 613351.6509 | 594107.2509 | 587148.7209 | 601185.4613 | 601185.4613
Region | Technology | 2022 | 2023 | 2024 | 2025 | 2026 | 2027 | 2028 | 2029 | 2030 | 2031 | 2032 | 2033 | 2034 | 2035 | 2036 | 2037 | 2038 | 2039 | 2040 | 2041 | 2042
SA | Black Coal | 0 | 0 | 0 | 0 | 0 | 0 | 0 | 0 | 0 | 0 | 0 | 0 | 0 | 0 | 0 | 0 | 0 | 0 | 0 | 0 | 0
SA | Brown Coal | 0 | 0 | 0 | 0 | 0 | 0 | 0 | 0 | 0 | 0 | 0 | 0 | 0 | 0 | 0 | 0 | 0 | 0 | 0 | 0 | 0
SA | CCGT | 53047.0947 | 45869.03 | 44068.8367 | 43948.43 | 43948.43 | 43948.43 | 44068.8367 | 43948.43 | 43948.43 | 43948.43 | 44068.8367 | 43948.43 | 43948.43 | 43948.43 | 5659.8942 | 5644.43 | 0 | 0 | 0 | 0 | 0
SA | Peaking Gas+Liquids | 19184.7562 | 19184.7562 | 19237.3172 | 19184.7562 | 19184.7562 | 19184.7562 | 19237.3172 | 19184.7562 | 19184.7562 | 13397.5312 | 13434.2368 | 9851.967 | 9851.967 | 9851.967 | 8665.2426 | 8641.567 | 8641.567 | 8641.567 | 8665.2426 | 8641.567 | 8641.567
SA | Hydro | 0 | 0 | 0 | 0 | 0 | 0 | 0 | 0 | 0 | 0 | 0 | 0 | 0 | 0 | 0 | 0 | 0 | 0 | 0 | 0 | 0
SA | Dispatchable Storage | 1747.95 | 1747.95 | 1752.7389 | 1747.95 | 1747.95 | 1747.95 | 1752.7389 | 1747.95 | 1747.95 | 1504.05 | 1508.1707 | 1504.05 | 1504.05 | 1300.8 | 1304.3638 | 3045.1646 | 4158.5623 | 4158.5623 | 4169.9556 | 4158.5623 | 11124.5113
SA | Wind | 98041.5122 | 98041.5122 | 98310.1191 | 98041.5122 | 99743.0433 | 116499.3488 | 131232.8635 | 130874.3038 | 126716.1388 | 132291.8983 | 134257.5601 | 133890.7362 | 123526.2522 | 123526.2522 | 142155.1861 | 136079.5587 | 156291.0284 | 149005.6484 | 134403.477 | 144616.4627 | 144616.4627
SA | Solar | 9869.58 | 9869.58 | 9896.6199 | 9869.58 | 13619.6048 | 24491.0131 | 27522.6986 | 27447.5 | 27447.5 | 27447.5 | 27522.6986 | 27447.5 | 27447.5 | 27447.5 | 27522.6986 | 27447.5 | 27447.5 | 27447.5 | 30944.4239 | 30859.8762 | 30859.8762
Total |  | 181890.8931 | 174712.8284 | 173265.6318 | 172792.2284 | 178243.7844 | 205871.4982 | 223814.455 | 223202.9401 | 219044.7751 | 218589.4095 | 220791.5029 | 216642.6833 | 206278.1993 | 206074.9493 | 185307.3853 | 180858.2203 | 196538.6577 | 189253.2777 | 178183.099 | 188276.4683 | 195242.4173
Region | Technology | 2022 | 2023 | 2024 | 2025 | 2026 | 2027 | 2028 | 2029 | 2030 | 2031 | 2032 | 2033 | 2034 | 2035 | 2036 | 2037 | 2038 | 2039 | 2040 | 2041 | 2042
TAS | Black Coal | 0 | 0 | 0 | 0 | 0 | 0 | 0 | 0 | 0 | 0 | 0 | 0 | 0 | 0 | 0 | 0 | 0 | 0 | 0 | 0 | 0
TAS | Brown Coal | 0 | 0 | 0 | 0 | 0 | 0 | 0 | 0 | 0 | 0 | 0 | 0 | 0 | 0 | 0 | 0 | 0 | 0 | 0 | 0 | 0
TAS | CCGT | 0 | 0 | 0 | 0 | 0 | 0 | 0 | 0 | 0 | 0 | 0 | 0 | 0 | 0 | 0 | 0 | 0 | 0 | 0 | 0 | 0
TAS | Peaking Gas+Liquids | 2693.14 | 2693.14 | 2700.5185 | 2693.14 | 2693.14 | 2693.14 | 2700.5185 | 2693.14 | 2693.14 | 2693.14 | 2700.5185 | 2693.14 | 2693.14 | 2693.14 | 2700.5185 | 2693.14 | 2693.14 | 2693.14 | 2700.5185 | 877.54 | 877.54
TAS | Hydro | 133930.258 | 133930.258 | 134297.1902 | 133930.258 | 133930.258 | 133930.258 | 134297.1902 | 154051.458 | 154051.458 | 154051.458 | 154473.5168 | 154051.458 | 154051.458 | 154051.458 | 154473.5168 | 154051.458 | 154051.458 | 154051.458 | 154473.5168 | 154051.458 | 154051.458
TAS | VPP Battery | 0 | 0 | 0 | 0 | 0 | 0 | 0 | 0 | 0 | 0 | 0 | 3410.6532 | 3410.6532 | 3410.6532 | 3419.9975 | 3410.6532 | 6330.1875 | 6330.1875 | 6347.5305 | 6330.1875 | 6330.1875
TAS | Wind | 26252.569 | 26252.569 | 30860.9871 | 35611.5209 | 40802.7396 | 46225.4496 | 55646.8475 | 55680.7843 | 70019.9239 | 104105.2683 | 104390.4882 | 134784.1706 | 134784.1706 | 134784.1706 | 135153.4423 | 134784.1706 | 134784.1706 | 134784.1706 | 135153.4423 | 134784.1706 | 134784.1706
TAS | Solar | 0 | 0 | 0 | 0 | 0 | 0 | 2515.4428 | 2508.57 | 2508.57 | 2508.57 | 2515.4428 | 2508.57 | 2508.57 | 2508.57 | 2515.4428 | 2508.57 | 2508.57 | 2508.57 | 2515.4428 | 2508.57 | 2508.57
Total |  | 162875.967 | 162875.967 | 167858.6958 | 172234.9189 | 177426.1376 | 182848.8476 | 195159.999 | 214933.9523 | 229273.0919 | 263358.4363 | 264079.9662 | 297447.9918 | 297447.9918 | 297447.9918 | 298262.9178 | 297447.9918 | 300367.5261 | 300367.5261 | 301190.4508 | 298551.9261 | 298551.9261

## FuelCost_1
Fuel cost by technology ($000s) - Step Change (Counterfactual)
Real June 2019 dollars. Years are financial year ending. Some rounding errors may be present.
Region | Technology | 2022 | 2023 | 2024 | 2025 | 2026 | 2027 | 2028 | 2029 | 2030 | 2031 | 2032 | 2033 | 2034 | 2035 | 2036 | 2037 | 2038 | 2039 | 2040 | 2041 | 2042
NEM | Black Coal | 1621223.6276 | 1586634.2359 | 1547368.0953 | 1320838.4047 | 1244600.7876 | 951656.2801 | 1026402.3101 | 405125.9237 | 391583.4335 | 383837.8913 | 350715.2033 | 269788.1032 | 261380.3212 | 252694.8011 | 212909.3402 | 210039.1363 | 188265.1197 | 186294.7937 | 184624.0759 | 185103.3212 | 184941.916
NEM | Brown Coal | 200580.396 | 203915.6777 | 208970.4296 | 197836.4379 | 137110.0833 | 0 | 0 | 0 | 0 | 0 | 0 | 0 | 0 | 0 | 0 | 0 | 0 | 0 | 0 | 0 | 0
NEM | CCGT | 240677.061 | 248832.3585 | 239589.5233 | 234343.8237 | 262279.2696 | 564533.2237 | 840408.3831 | 1108731.4625 | 1144173.769 | 1219914.8375 | 1207601.1993 | 1232289.665 | 1234279.2594 | 1237487.3894 | 1082916.5313 | 1081116.3096 | 1130118.6191 | 1047122.9991 | 918330.733 | 917841.5531 | 919528.3944
NEM | Peaking Gas+Liquids | 7826.8657 | 5851.0613 | 7981.3448 | 14172.6617 | 24088.1989 | 103290.2939 | 259619.7786 | 1693231.4557 | 2018846.5565 | 2421955.027 | 2722798.0111 | 3286573.4952 | 3576698.6546 | 3571367.5225 | 3307872.3608 | 3187176.3635 | 4485708.3054 | 4063281.0086 | 4644004.5839 | 5053862.9964 | 4965888.9993
NEM | Hydro | 0 | 0 | 0 | 0 | 0 | 0 | 0 | 0 | 0 | 0 | 0 | 0 | 0 | 0 | 0 | 0 | 0 | 0 | 0 | 0 | 0
NEM | Dispatchable Storage | 0 | 0 | 0 | 0 | 0 | 0 | 0 | 0 | 0 | 0 | 0 | 0 | 0 | 0 | 0 | 0 | 0 | 0 | 0 | 0 | 0
NEM | Wind | 0 | 0 | 0 | 0 | 0 | 0 | 0 | 0 | 0 | 0 | 0 | 0 | 0 | 0 | 0 | 0 | 0 | 0 | 0 | 0 | 0
NEM | Solar | 0 | 0 | 0 | 0 | 0 | 0 | 0 | 0 | 0 | 0 | 0 | 0 | 0 | 0 | 0 | 0 | 0 | 0 | 0 | 0 | 0
Total |  | 2070307.9504 | 2045233.3334 | 2003909.393 | 1767191.328 | 1668078.3393 | 1619479.7977 | 2126430.4718 | 3207088.8419 | 3554603.7589 | 4025707.7558 | 4281114.4137 | 4788651.2635 | 5072358.2353 | 5061549.713 | 4603698.2322 | 4478331.8093 | 5804092.0442 | 5296698.8015 | 5746959.3929 | 6156807.8707 | 6070359.3096
Region | Technology | 2022 | 2023 | 2024 | 2025 | 2026 | 2027 | 2028 | 2029 | 2030 | 2031 | 2032 | 2033 | 2034 | 2035 | 2036 | 2037 | 2038 | 2039 | 2040 | 2041 | 2042
NSW | Black Coal | 937142.7746 | 934696.2606 | 971528.5717 | 752733.6272 | 780698.0649 | 502699.6646 | 567921.1892 | 149079.1053 | 146303.7964 | 143548.7314 | 111720.1564 | 37249.3719 | 36438.1232 | 34366.2988 | 0 | 0 | 0 | 0 | 0 | 0 | 0
NSW | Brown Coal | 0 | 0 | 0 | 0 | 0 | 0 | 0 | 0 | 0 | 0 | 0 | 0 | 0 | 0 | 0 | 0 | 0 | 0 | 0 | 0 | 0
NSW | CCGT | 2300.9452 | 2419.4284 | 7382.9598 | 4867.8398 | 7971.4575 | 104550.8225 | 131288.9976 | 268316.9306 | 278366.2401 | 287211.0632 | 298944.0518 | 294045.5199 | 291420.2957 | 286974.6962 | 281030.5474 | 278639.7267 | 283134.9134 | 282434.1531 | 282974.6102 | 282836.2468 | 284603.1
NSW | Peaking Gas+Liquids | 914.7982 | 111.7967 | 1381.8023 | 5320.7339 | 5453.938 | 30374.4361 | 73501.7136 | 995128.7104 | 1235100.267 | 1400696.583 | 1686757.1011 | 2059610.9461 | 2188168.51 | 2086016.781 | 1919433.671 | 1876535.3924 | 2463549.7843 | 1974047.1952 | 2366205.8368 | 2473730.3004 | 2502174.4918
NSW | Hydro | 0 | 0 | 0 | 0 | 0 | 0 | 0 | 0 | 0 | 0 | 0 | 0 | 0 | 0 | 0 | 0 | 0 | 0 | 0 | 0 | 0
NSW | Dispatchable Storage | 0 | 0 | 0 | 0 | 0 | 0 | 0 | 0 | 0 | 0 | 0 | 0 | 0 | 0 | 0 | 0 | 0 | 0 | 0 | 0 | 0
NSW | Wind | 0 | 0 | 0 | 0 | 0 | 0 | 0 | 0 | 0 | 0 | 0 | 0 | 0 | 0 | 0 | 0 | 0 | 0 | 0 | 0 | 0
NSW | Solar | 0 | 0 | 0 | 0 | 0 | 0 | 0 | 0 | 0 | 0 | 0 | 0 | 0 | 0 | 0 | 0 | 0 | 0 | 0 | 0 | 0
Total |  | 940358.5179 | 937227.4857 | 980293.3338 | 762922.2009 | 794123.4604 | 637624.9232 | 772711.9004 | 1412524.7463 | 1659770.3035 | 1831456.3776 | 2097421.3092 | 2390905.8378 | 2516026.9289 | 2407357.776 | 2200464.2184 | 2155175.1191 | 2746684.6977 | 2256481.3483 | 2649180.447 | 2756566.5471 | 2786777.5919
Region | Technology | 2022 | 2023 | 2024 | 2025 | 2026 | 2027 | 2028 | 2029 | 2030 | 2031 | 2032 | 2033 | 2034 | 2035 | 2036 | 2037 | 2038 | 2039 | 2040 | 2041 | 2042
QLD | Black Coal | 684080.8531 | 651937.9754 | 575839.5236 | 568104.7775 | 463902.7226 | 448956.6155 | 458481.1209 | 256046.8184 | 245279.6371 | 240289.1598 | 238995.047 | 232538.7314 | 224942.198 | 218328.5023 | 212909.3402 | 210039.1363 | 188265.1197 | 186294.7937 | 184624.0759 | 185103.3212 | 184941.916
QLD | Brown Coal | 0 | 0 | 0 | 0 | 0 | 0 | 0 | 0 | 0 | 0 | 0 | 0 | 0 | 0 | 0 | 0 | 0 | 0 | 0 | 0 | 0
QLD | CCGT | 86297.3783 | 86986.6748 | 99576.6796 | 95003.4833 | 115661.7606 | 215138.9583 | 283994.7632 | 635543.087 | 680715.0947 | 693527.925 | 731313.0541 | 713399.1207 | 727556.4187 | 708082.8919 | 690583.6481 | 690080.4223 | 711392.2965 | 713573.0498 | 635356.1228 | 635005.3064 | 634925.2943
QLD | Peaking Gas+Liquids | 0 | 0 | 283.0444 | 1626.713 | 7462.8414 | 19647.8602 | 31130.5495 | 625150.0267 | 720527.5329 | 851874.4336 | 987086.8173 | 1136399.0046 | 1282938.0216 | 1379126.0526 | 1284567.2222 | 1242156.2442 | 1665345.443 | 1825245.3074 | 2012558.9156 | 2059486.5164 | 2188242.2139
QLD | Hydro | 0 | 0 | 0 | 0 | 0 | 0 | 0 | 0 | 0 | 0 | 0 | 0 | 0 | 0 | 0 | 0 | 0 | 0 | 0 | 0 | 0
QLD | Dispatchable Storage | 0 | 0 | 0 | 0 | 0 | 0 | 0 | 0 | 0 | 0 | 0 | 0 | 0 | 0 | 0 | 0 | 0 | 0 | 0 | 0 | 0
QLD | Wind | 0 | 0 | 0 | 0 | 0 | 0 | 0 | 0 | 0 | 0 | 0 | 0 | 0 | 0 | 0 | 0 | 0 | 0 | 0 | 0 | 0
QLD | Solar | 0 | 0 | 0 | 0 | 0 | 0 | 0 | 0 | 0 | 0 | 0 | 0 | 0 | 0 | 0 | 0 | 0 | 0 | 0 | 0 | 0
Total |  | 770378.2314 | 738924.6502 | 675699.2476 | 664734.9738 | 587027.3246 | 683743.434 | 773606.4336 | 1516739.9321 | 1646522.2647 | 1785691.5184 | 1957394.9184 | 2082336.8566 | 2235436.6383 | 2305537.4468 | 2188060.2105 | 2142275.8028 | 2565002.8592 | 2725113.1509 | 2832539.1143 | 2879595.1439 | 3008109.4242
Region | Technology | 2022 | 2023 | 2024 | 2025 | 2026 | 2027 | 2028 | 2029 | 2030 | 2031 | 2032 | 2033 | 2034 | 2035 | 2036 | 2037 | 2038 | 2039 | 2040 | 2041 | 2042
VIC | Black Coal | 0 | 0 | 0 | 0 | 0 | 0 | 0 | 0 | 0 | 0 | 0 | 0 | 0 | 0 | 0 | 0 | 0 | 0 | 0 | 0 | 0
VIC | Brown Coal | 200580.396 | 203915.6777 | 208970.4296 | 197836.4379 | 137110.0833 | 0 | 0 | 0 | 0 | 0 | 0 | 0 | 0 | 0 | 0 | 0 | 0 | 0 | 0 | 0 | 0
VIC | CCGT | 2222.7714 | 1569.0166 | 683.6797 | 1138.1727 | 5263.0355 | 19664.579 | 143595.2837 | 23296.9279 | 19245.3535 | 29144.4988 | 16052.3942 | 19557.6457 | 15421.9893 | 33549.305 | 17682.6485 | 19184.1762 | 135591.4091 | 51115.7962 | 0 | 0 | 0
VIC | Peaking Gas+Liquids | 3153.8887 | 1701.7361 | 768.8449 | 593.0143 | 4168.0001 | 16877.1182 | 98820.1554 | 46951.5732 | 44524.309 | 132432.3968 | 34136.0144 | 56637.1468 | 74395.4433 | 67976.0789 | 75464.7271 | 40774.5117 | 263158.6906 | 191600.9962 | 193554.695 | 434386.87 | 211864.3747
VIC | Hydro | 0 | 0 | 0 | 0 | 0 | 0 | 0 | 0 | 0 | 0 | 0 | 0 | 0 | 0 | 0 | 0 | 0 | 0 | 0 | 0 | 0
VIC | Dispatchable Storage | 0 | 0 | 0 | 0 | 0 | 0 | 0 | 0 | 0 | 0 | 0 | 0 | 0 | 0 | 0 | 0 | 0 | 0 | 0 | 0 | 0
VIC | Wind | 0 | 0 | 0 | 0 | 0 | 0 | 0 | 0 | 0 | 0 | 0 | 0 | 0 | 0 | 0 | 0 | 0 | 0 | 0 | 0 | 0
VIC | Solar | 0 | 0 | 0 | 0 | 0 | 0 | 0 | 0 | 0 | 0 | 0 | 0 | 0 | 0 | 0 | 0 | 0 | 0 | 0 | 0 | 0
Total |  | 205957.0561 | 207186.4304 | 210422.9542 | 199567.6249 | 146541.119 | 36541.6972 | 242415.4391 | 70248.5011 | 63769.6625 | 161576.8956 | 50188.4087 | 76194.7925 | 89817.4326 | 101525.3839 | 93147.3756 | 59958.688 | 398750.0997 | 242716.7924 | 193554.695 | 434386.87 | 211864.3747
Region | Technology | 2022 | 2023 | 2024 | 2025 | 2026 | 2027 | 2028 | 2029 | 2030 | 2031 | 2032 | 2033 | 2034 | 2035 | 2036 | 2037 | 2038 | 2039 | 2040 | 2041 | 2042
SA | Black Coal | 0 | 0 | 0 | 0 | 0 | 0 | 0 | 0 | 0 | 0 | 0 | 0 | 0 | 0 | 0 | 0 | 0 | 0 | 0 | 0 | 0
SA | Brown Coal | 0 | 0 | 0 | 0 | 0 | 0 | 0 | 0 | 0 | 0 | 0 | 0 | 0 | 0 | 0 | 0 | 0 | 0 | 0 | 0 | 0
SA | CCGT | 149855.9661 | 157857.2387 | 131946.2042 | 133334.328 | 133383.0159 | 225178.8639 | 281529.3386 | 181574.517 | 165847.0806 | 210031.3504 | 161291.6991 | 205287.3787 | 199880.5558 | 208880.4963 | 93619.6874 | 93211.9843 | 0 | 0 | 0 | 0 | 0
SA | Peaking Gas+Liquids | 3758.1788 | 4037.5284 | 5547.6532 | 6632.2005 | 7003.4193 | 36390.8794 | 56167.3601 | 26001.1454 | 18694.4476 | 36951.6136 | 14818.0783 | 33926.3978 | 31196.6798 | 38248.61 | 28406.7404 | 27710.2151 | 93654.3876 | 72387.5098 | 71685.1365 | 86259.3096 | 63607.9189
SA | Hydro | 0 | 0 | 0 | 0 | 0 | 0 | 0 | 0 | 0 | 0 | 0 | 0 | 0 | 0 | 0 | 0 | 0 | 0 | 0 | 0 | 0
SA | Dispatchable Storage | 0 | 0 | 0 | 0 | 0 | 0 | 0 | 0 | 0 | 0 | 0 | 0 | 0 | 0 | 0 | 0 | 0 | 0 | 0 | 0 | 0
SA | Wind | 0 | 0 | 0 | 0 | 0 | 0 | 0 | 0 | 0 | 0 | 0 | 0 | 0 | 0 | 0 | 0 | 0 | 0 | 0 | 0 | 0
SA | Solar | 0 | 0 | 0 | 0 | 0 | 0 | 0 | 0 | 0 | 0 | 0 | 0 | 0 | 0 | 0 | 0 | 0 | 0 | 0 | 0 | 0
Total |  | 153614.145 | 161894.7672 | 137493.8575 | 139966.5285 | 140386.4353 | 261569.7433 | 337696.6987 | 207575.6625 | 184541.5281 | 246982.9641 | 176109.7774 | 239213.7765 | 231077.2355 | 247129.1063 | 122026.4278 | 120922.1995 | 93654.3876 | 72387.5098 | 71685.1365 | 86259.3096 | 63607.9189
Region | Technology | 2022 | 2023 | 2024 | 2025 | 2026 | 2027 | 2028 | 2029 | 2030 | 2031 | 2032 | 2033 | 2034 | 2035 | 2036 | 2037 | 2038 | 2039 | 2040 | 2041 | 2042
TAS | Black Coal | 0 | 0 | 0 | 0 | 0 | 0 | 0 | 0 | 0 | 0 | 0 | 0 | 0 | 0 | 0 | 0 | 0 | 0 | 0 | 0 | 0
TAS | Brown Coal | 0 | 0 | 0 | 0 | 0 | 0 | 0 | 0 | 0 | 0 | 0 | 0 | 0 | 0 | 0 | 0 | 0 | 0 | 0 | 0 | 0
TAS | CCGT | 0 | 0 | 0 | 0 | 0 | 0 | 0 | 0 | 0 | 0 | 0 | 0 | 0 | 0 | 0 | 0 | 0 | 0 | 0 | 0 | 0
TAS | Peaking Gas+Liquids | 0 | 0 | 0 | 0 | 0 | 0 | 0 | 0 | 0 | 0 | 0 | 0 | 0 | 0 | 0 | 0 | 0 | 0 | 0 | 0 | 0
TAS | Hydro | 0 | 0 | 0 | 0 | 0 | 0 | 0 | 0 | 0 | 0 | 0 | 0 | 0 | 0 | 0 | 0 | 0 | 0 | 0 | 0 | 0
TAS | VPP Battery | 0 | 0 | 0 | 0 | 0 | 0 | 0 | 0 | 0 | 0 | 0 | 0 | 0 | 0 | 0 | 0 | 0 | 0 | 0 | 0 | 0
TAS | Wind | 0 | 0 | 0 | 0 | 0 | 0 | 0 | 0 | 0 | 0 | 0 | 0 | 0 | 0 | 0 | 0 | 0 | 0 | 0 | 0 | 0
TAS | Solar | 0 | 0 | 0 | 0 | 0 | 0 | 0 | 0 | 0 | 0 | 0 | 0 | 0 | 0 | 0 | 0 | 0 | 0 | 0 | 0 | 0
Total |  | 0 | 0 | 0 | 0 | 0 | 0 | 0 | 0 | 0 | 0 | 0 | 0 | 0 | 0 | 0 | 0 | 0 | 0 | 0 | 0 | 0

## FuelCost_2
Fuel cost by technology ($000s) - Step Change (DP7)
Real June 2019 dollars. Years are financial year ending. Some rounding errors may be present.
Region | Technology | 2022 | 2023 | 2024 | 2025 | 2026 | 2027 | 2028 | 2029 | 2030 | 2031 | 2032 | 2033 | 2034 | 2035 | 2036 | 2037 | 2038 | 2039 | 2040 | 2041 | 2042
NEM | Black Coal | 1927081.6251 | 1841439.9369 | 1873858.7777 | 1751879.4336 | 1518871.6262 | 1413000.971 | 1438196.7307 | 1388267.4683 | 1411124.8553 | 1215132.6375 | 902929.5726 | 597587.5823 | 593441.4428 | 555571.3452 | 154271.5128 | 150573.4793 | 149348.1396 | 144588.2441 | 149986.2791 | 149466.9329 | 84934.879
NEM | Brown Coal | 256639.1775 | 269923.447 | 269066.1743 | 273237.9308 | 231454.2008 | 165857.0603 | 106762.4175 | 85832.9495 | 61944.1594 | 59415.3009 | 56062.0312 | 56733.4804 | 57821.2651 | 56521.0664 | 52752.7752 | 0 | 0 | 0 | 0 | 0 | 0
NEM | CCGT | 243830.9485 | 251344.4306 | 237017.1075 | 147636.4239 | 165075.5183 | 174566.562 | 423670.0664 | 189913.753 | 172085.5057 | 347017.0944 | 348357.8371 | 503734.717 | 510885.2153 | 436006.3878 | 340161.2922 | 299172.2787 | 417958.6801 | 262707.6223 | 210963.1261 | 268172.4017 | 252488.8816
NEM | Peaking Gas+Liquids | 10439.3898 | 8005.2678 | 13438.3496 | 10165.8361 | 15279.215 | 16068.5123 | 97500.2355 | 34771.2646 | 19166.4018 | 60567.1304 | 34127.6453 | 92153.0656 | 48941.9752 | 58297.6967 | 43472.8453 | 52613.887 | 204424.8557 | 90706.8655 | 50115.1272 | 170106.2506 | 119032.6546
NEM | Hydro | 0 | 0 | 0 | 0 | 0 | 0 | 0 | 0 | 0 | 0 | 0 | 0 | 0 | 0 | 0 | 0 | 0 | 0 | 0 | 0 | 0
NEM | Dispatchable Storage | 0 | 0 | 0 | 0 | 0 | 0 | 0 | 0 | 0 | 0 | 0 | 0 | 0 | 0 | 0 | 0 | 0 | 0 | 0 | 0 | 0
NEM | Wind | 0 | 0 | 0 | 0 | 0 | 0 | 0 | 0 | 0 | 0 | 0 | 0 | 0 | 0 | 0 | 0 | 0 | 0 | 0 | 0 | 0
NEM | Solar | 0 | 0 | 0 | 0 | 0 | 0 | 0 | 0 | 0 | 0 | 0 | 0 | 0 | 0 | 0 | 0 | 0 | 0 | 0 | 0 | 0
Total |  | 2437991.1409 | 2370713.0823 | 2393380.4092 | 2182919.6245 | 1930680.5603 | 1769493.1057 | 2066129.4501 | 1698785.4354 | 1664320.9221 | 1682132.1631 | 1341477.0863 | 1250208.8452 | 1211089.8984 | 1106396.496 | 590658.4256 | 502359.645 | 771731.6753 | 498002.7318 | 411064.5324 | 587745.5851 | 456456.4152
Region | Technology | 2022 | 2023 | 2024 | 2025 | 2026 | 2027 | 2028 | 2029 | 2030 | 2031 | 2032 | 2033 | 2034 | 2035 | 2036 | 2037 | 2038 | 2039 | 2040 | 2041 | 2042
NSW | Black Coal | 978202.9264 | 963556.5263 | 968580.7078 | 898259.371 | 816353.7719 | 812060.4693 | 860863.1349 | 870834.8546 | 900944.0571 | 768031.6344 | 453000.8567 | 330596.7875 | 328004.4789 | 303278.6757 | 0 | 0 | 0 | 0 | 0 | 0 | 0
NSW | Brown Coal | 0 | 0 | 0 | 0 | 0 | 0 | 0 | 0 | 0 | 0 | 0 | 0 | 0 | 0 | 0 | 0 | 0 | 0 | 0 | 0 | 0
NSW | CCGT | 2300.9452 | 2419.4284 | 7382.9598 | 4597.4043 | 4819.026 | 5033.5232 | 44710.8756 | 5316.915 | 5425.6059 | 40058.4926 | 55612.1497 | 114811.0228 | 110241.0797 | 84331.2531 | 66326.0544 | 50459.2975 | 113979.6103 | 64281.3347 | 57765.0529 | 92888.4898 | 67775.6
NSW | Peaking Gas+Liquids | 1574.1558 | 94.6283 | 2524.2723 | 3593.1635 | 1948.6646 | 1584.8002 | 2803.2252 | 2211.4155 | 1283.0313 | 3140.5843 | 6444.3239 | 36962.2927 | 10946.239 | 13905.3779 | 14784.5405 | 24962.4931 | 70604.0198 | 29447.469 | 13233.7835 | 60024.5898 | 50700.0143
NSW | Hydro | 0 | 0 | 0 | 0 | 0 | 0 | 0 | 0 | 0 | 0 | 0 | 0 | 0 | 0 | 0 | 0 | 0 | 0 | 0 | 0 | 0
NSW | Dispatchable Storage | 0 | 0 | 0 | 0 | 0 | 0 | 0 | 0 | 0 | 0 | 0 | 0 | 0 | 0 | 0 | 0 | 0 | 0 | 0 | 0 | 0
NSW | Wind | 0 | 0 | 0 | 0 | 0 | 0 | 0 | 0 | 0 | 0 | 0 | 0 | 0 | 0 | 0 | 0 | 0 | 0 | 0 | 0 | 0
NSW | Solar | 0 | 0 | 0 | 0 | 0 | 0 | 0 | 0 | 0 | 0 | 0 | 0 | 0 | 0 | 0 | 0 | 0 | 0 | 0 | 0 | 0
Total |  | 982078.0274 | 966070.583 | 978487.9398 | 906449.9388 | 823121.4625 | 818678.7927 | 908377.2357 | 878363.1852 | 907652.6943 | 811230.7113 | 515057.3303 | 482370.1029 | 449191.7975 | 401515.3068 | 81110.5948 | 75421.7906 | 184583.6302 | 93728.8036 | 70998.8364 | 152913.0796 | 118475.6142
Region | Technology | 2022 | 2023 | 2024 | 2025 | 2026 | 2027 | 2028 | 2029 | 2030 | 2031 | 2032 | 2033 | 2034 | 2035 | 2036 | 2037 | 2038 | 2039 | 2040 | 2041 | 2042
QLD | Black Coal | 948878.6986 | 877883.4106 | 905278.0699 | 853620.0625 | 702517.8544 | 600940.5017 | 577333.5958 | 517432.6137 | 510180.7981 | 447101.0031 | 449928.7159 | 266990.7948 | 265436.9639 | 252292.6695 | 154271.5128 | 150573.4793 | 149348.1396 | 144588.2441 | 149986.2791 | 149466.9329 | 84934.879
QLD | Brown Coal | 0 | 0 | 0 | 0 | 0 | 0 | 0 | 0 | 0 | 0 | 0 | 0 | 0 | 0 | 0 | 0 | 0 | 0 | 0 | 0 | 0
QLD | CCGT | 86297.3783 | 86986.6748 | 99576.6796 | 101107.3746 | 114683.8622 | 116667.2351 | 161718.3247 | 127310.1242 | 109507.0907 | 144362.349 | 168658.4608 | 221938.1896 | 224865.9787 | 197877.3106 | 186582.9675 | 160693.1314 | 227810.5151 | 172984.9966 | 153198.0732 | 175283.9119 | 184713.2816
QLD | Peaking Gas+Liquids | 362.8338 | 81.5337 | 1011.8694 | 5307.0971 | 8885.193 | 6275.1604 | 10966.6377 | 18903.3368 | 6037.6769 | 15228.5614 | 11287.0034 | 14241.6558 | 5597.2181 | 9597.5252 | 4206.3308 | 4135.9316 | 11615.6433 | 11765.4206 | 3207.9732 | 22090.4594 | 8052.8445
QLD | Hydro | 0 | 0 | 0 | 0 | 0 | 0 | 0 | 0 | 0 | 0 | 0 | 0 | 0 | 0 | 0 | 0 | 0 | 0 | 0 | 0 | 0
QLD | Dispatchable Storage | 0 | 0 | 0 | 0 | 0 | 0 | 0 | 0 | 0 | 0 | 0 | 0 | 0 | 0 | 0 | 0 | 0 | 0 | 0 | 0 | 0
QLD | Wind | 0 | 0 | 0 | 0 | 0 | 0 | 0 | 0 | 0 | 0 | 0 | 0 | 0 | 0 | 0 | 0 | 0 | 0 | 0 | 0 | 0
QLD | Solar | 0 | 0 | 0 | 0 | 0 | 0 | 0 | 0 | 0 | 0 | 0 | 0 | 0 | 0 | 0 | 0 | 0 | 0 | 0 | 0 | 0
Total |  | 1035538.9108 | 964951.6191 | 1005866.6189 | 960034.5342 | 826086.9096 | 723882.8972 | 750018.5583 | 663646.0747 | 625725.5658 | 606691.9135 | 629874.1801 | 503170.6402 | 495900.1607 | 459767.5053 | 345060.8111 | 315402.5423 | 388774.2981 | 329338.6613 | 306392.3255 | 346841.3041 | 277701.0051
Region | Technology | 2022 | 2023 | 2024 | 2025 | 2026 | 2027 | 2028 | 2029 | 2030 | 2031 | 2032 | 2033 | 2034 | 2035 | 2036 | 2037 | 2038 | 2039 | 2040 | 2041 | 2042
VIC | Black Coal | 0 | 0 | 0 | 0 | 0 | 0 | 0 | 0 | 0 | 0 | 0 | 0 | 0 | 0 | 0 | 0 | 0 | 0 | 0 | 0 | 0
VIC | Brown Coal | 256639.1775 | 269923.447 | 269066.1743 | 273237.9308 | 231454.2008 | 165857.0603 | 106762.4175 | 85832.9495 | 61944.1594 | 59415.3009 | 56062.0312 | 56733.4804 | 57821.2651 | 56521.0664 | 52752.7752 | 0 | 0 | 0 | 0 | 0 | 0
VIC | CCGT | 2724.4232 | 1723.6349 | 1277.2354 | 858.0847 | 2415.7878 | 7692.6515 | 93536.5318 | 9449.6307 | 8294.0136 | 19038.7338 | 7879.0265 | 17125.1067 | 10393.8479 | 15008.7617 | 10392.4478 | 13352.5152 | 76168.5546 | 25441.2911 | 0 | 0 | 0
VIC | Peaking Gas+Liquids | 3485.969 | 1691.661 | 1043.7594 | 591.5055 | 2918.2609 | 3755.7206 | 47926.5585 | 7169.1283 | 5920.2602 | 15551.6365 | 4685.5812 | 11205.6343 | 5120.451 | 9835.5867 | 9927.9503 | 11539.0099 | 66776.3697 | 23646.1775 | 14810.2283 | 42726.5378 | 29723.3879
VIC | Hydro | 0 | 0 | 0 | 0 | 0 | 0 | 0 | 0 | 0 | 0 | 0 | 0 | 0 | 0 | 0 | 0 | 0 | 0 | 0 | 0 | 0
VIC | Dispatchable Storage | 0 | 0 | 0 | 0 | 0 | 0 | 0 | 0 | 0 | 0 | 0 | 0 | 0 | 0 | 0 | 0 | 0 | 0 | 0 | 0 | 0
VIC | Wind | 0 | 0 | 0 | 0 | 0 | 0 | 0 | 0 | 0 | 0 | 0 | 0 | 0 | 0 | 0 | 0 | 0 | 0 | 0 | 0 | 0
VIC | Solar | 0 | 0 | 0 | 0 | 0 | 0 | 0 | 0 | 0 | 0 | 0 | 0 | 0 | 0 | 0 | 0 | 0 | 0 | 0 | 0 | 0
Total |  | 262849.5698 | 273338.7429 | 271387.1691 | 274687.5211 | 236788.2496 | 177305.4324 | 248225.5077 | 102451.7085 | 76158.4332 | 94005.6711 | 68626.6389 | 85064.2213 | 73335.564 | 81365.4148 | 73073.1734 | 24891.5251 | 142944.9243 | 49087.4686 | 14810.2283 | 42726.5378 | 29723.3879
Region | Technology | 2022 | 2023 | 2024 | 2025 | 2026 | 2027 | 2028 | 2029 | 2030 | 2031 | 2032 | 2033 | 2034 | 2035 | 2036 | 2037 | 2038 | 2039 | 2040 | 2041 | 2042
SA | Black Coal | 0 | 0 | 0 | 0 | 0 | 0 | 0 | 0 | 0 | 0 | 0 | 0 | 0 | 0 | 0 | 0 | 0 | 0 | 0 | 0 | 0
SA | Brown Coal | 0 | 0 | 0 | 0 | 0 | 0 | 0 | 0 | 0 | 0 | 0 | 0 | 0 | 0 | 0 | 0 | 0 | 0 | 0 | 0 | 0
SA | CCGT | 152508.2017 | 160214.6926 | 128780.2327 | 41073.5604 | 43156.8422 | 45173.1522 | 123704.3343 | 47837.0831 | 48858.7956 | 143557.519 | 116208.2002 | 149860.398 | 165384.3092 | 138789.0623 | 76859.8226 | 74667.3347 | 0 | 0 | 0 | 0 | 0
SA | Peaking Gas+Liquids | 5016.4312 | 6137.4448 | 8858.4486 | 674.0701 | 1527.0964 | 4452.8312 | 35803.8141 | 6487.3839 | 5925.4333 | 26646.3483 | 11585.6355 | 29373.0501 | 27278.0671 | 24959.2068 | 14554.0237 | 11857.0855 | 55070.6044 | 25286.4875 | 18863.1422 | 44975.459 | 30502.0616
SA | Hydro | 0 | 0 | 0 | 0 | 0 | 0 | 0 | 0 | 0 | 0 | 0 | 0 | 0 | 0 | 0 | 0 | 0 | 0 | 0 | 0 | 0
SA | Dispatchable Storage | 0 | 0 | 0 | 0 | 0 | 0 | 0 | 0 | 0 | 0 | 0 | 0 | 0 | 0 | 0 | 0 | 0 | 0 | 0 | 0 | 0
SA | Wind | 0 | 0 | 0 | 0 | 0 | 0 | 0 | 0 | 0 | 0 | 0 | 0 | 0 | 0 | 0 | 0 | 0 | 0 | 0 | 0 | 0
SA | Solar | 0 | 0 | 0 | 0 | 0 | 0 | 0 | 0 | 0 | 0 | 0 | 0 | 0 | 0 | 0 | 0 | 0 | 0 | 0 | 0 | 0
Total |  | 157524.6328 | 166352.1373 | 137638.6813 | 41747.6304 | 44683.9386 | 49625.9834 | 159508.1484 | 54324.4671 | 54784.2289 | 170203.8673 | 127793.8357 | 179233.4481 | 192662.3762 | 163748.2692 | 91413.8463 | 86524.4202 | 55070.6044 | 25286.4875 | 18863.1422 | 44975.459 | 30502.0616
Region | Technology | 2022 | 2023 | 2024 | 2025 | 2026 | 2027 | 2028 | 2029 | 2030 | 2031 | 2032 | 2033 | 2034 | 2035 | 2036 | 2037 | 2038 | 2039 | 2040 | 2041 | 2042
TAS | Black Coal | 0 | 0 | 0 | 0 | 0 | 0 | 0 | 0 | 0 | 0 | 0 | 0 | 0 | 0 | 0 | 0 | 0 | 0 | 0 | 0 | 0
TAS | Brown Coal | 0 | 0 | 0 | 0 | 0 | 0 | 0 | 0 | 0 | 0 | 0 | 0 | 0 | 0 | 0 | 0 | 0 | 0 | 0 | 0 | 0
TAS | CCGT | 0 | 0 | 0 | 0 | 0 | 0 | 0 | 0 | 0 | 0 | 0 | 0 | 0 | 0 | 0 | 0 | 0 | 0 | 0 | 0 | 0
TAS | Peaking Gas+Liquids | 0 | 0 | 0 | 0 | 0 | 0 | 0 | 0 | 0 | 0 | 125.1013 | 370.4327 | 0 | 0 | 0 | 119.3669 | 358.2184 | 561.3108 | 0 | 289.2046 | 54.3465
TAS | Hydro | 0 | 0 | 0 | 0 | 0 | 0 | 0 | 0 | 0 | 0 | 0 | 0 | 0 | 0 | 0 | 0 | 0 | 0 | 0 | 0 | 0
TAS | VPP Battery | 0 | 0 | 0 | 0 | 0 | 0 | 0 | 0 | 0 | 0 | 0 | 0 | 0 | 0 | 0 | 0 | 0 | 0 | 0 | 0 | 0
TAS | Wind | 0 | 0 | 0 | 0 | 0 | 0 | 0 | 0 | 0 | 0 | 0 | 0 | 0 | 0 | 0 | 0 | 0 | 0 | 0 | 0 | 0
TAS | Solar | 0 | 0 | 0 | 0 | 0 | 0 | 0 | 0 | 0 | 0 | 0 | 0 | 0 | 0 | 0 | 0 | 0 | 0 | 0 | 0 | 0
Total |  | 0 | 0 | 0 | 0 | 0 | 0 | 0 | 0 | 0 | 0 | 125.1013 | 370.4327 | 0 | 0 | 0 | 119.3669 | 358.2184 | 561.3108 | 0 | 289.2046 | 54.3465

## BuildCost_1
New generation build cost (CAPEX) by technology ($000s) - Step Change (Counterfactual)
Real June 2019 dollars. Years are financial year ending. The total capital costs are annualised for modelling purposes and presented here on an annualised basis. Some rounding errors may be present.
Region | Technology | 2022 | 2023 | 2024 | 2025 | 2026 | 2027 | 2028 | 2029 | 2030 | 2031 | 2032 | 2033 | 2034 | 2035 | 2036 | 2037 | 2038 | 2039 | 2040 | 2041 | 2042
NEM | Black Coal | 0 | 0 | 0 | 0 | 0 | 0 | 0 | 0 | 0 | 0 | 0 | 0 | 0 | 0 | 0 | 0 | 0 | 0 | 0 | 0 | 0
NEM | Brown Coal | 0 | 0 | 0 | 0 | 0 | 0 | 0 | 0 | 0 | 0 | 0 | 0 | 0 | 0 | 0 | 0 | 0 | 0 | 0 | 0 | 0
NEM | CCGT | 0 | 0 | 0 | 0 | 0 | 0 | 0 | 0 | 0 | 0 | 0 | 0 | 0 | 0 | 0 | 0 | 0 | 0 | 0 | 0 | 0
NEM | Peaking Gas+Liquids | 0 | 0 | 0 | 124264.0775 | 124264.0775 | 241960.5684 | 241960.5684 | 251138.6431 | 278560.9778 | 308425.8319 | 421383.7274 | 504513.991 | 588129.6946 | 692054.6248 | 692054.6248 | 692054.6248 | 782303.1225 | 798723.4048 | 828275.2173 | 929680.8128 | 1083939.8399
NEM | Hydro | 0 | 0 | 0 | 0 | 0 | 0 | 0 | 0 | 0 | 0 | 0 | 0 | 0 | 0 | 0 | 0 | 0 | 0 | 0 | 0 | 0
NEM | Dispatchable Storage | 0 | 4343.403 | 4343.403 | 4343.403 | 112800.4068 | 662223.5416 | 684961.735 | 1491507.0607 | 1526316.7375 | 1526316.7375 | 1526316.7375 | 1598711.1539 | 1633240.6902 | 1663252.6953 | 1654497.6445 | 1579994.0238 | 1647765.7545 | 1647765.7545 | 1647765.7545 | 1647765.7545 | 1647765.7545
NEM | Wind | 711319.3384 | 881621.0221 | 1038119.1254 | 1569157.3937 | 1670010.7343 | 2411354.4429 | 2512918.8509 | 3622275.3412 | 3622275.3412 | 3710734.3426 | 3710734.3426 | 4247797.0746 | 4247797.0746 | 4247797.0746 | 4421179.4973 | 4421179.4973 | 4421179.4973 | 4421179.4973 | 4421179.4973 | 4421179.4973 | 4421179.4973
NEM | Solar | 136477.3242 | 187709.1495 | 254335.2132 | 274205.6721 | 376405.4553 | 663729.8547 | 663729.8547 | 663729.8547 | 663729.8547 | 663729.8547 | 663729.8547 | 663729.8547 | 663729.8547 | 663729.8547 | 663729.8547 | 663729.8547 | 663729.8547 | 663729.8547 | 663729.8547 | 663729.8547 | 663729.8547
Total |  | 847796.6626 | 1073673.5746 | 1296797.7416 | 1971970.5462 | 2283480.6739 | 3979268.4076 | 4103571.0091 | 6028650.8997 | 6090882.9112 | 6209206.7667 | 6322164.6622 | 7014752.0743 | 7132897.3141 | 7266834.2495 | 7431461.6213 | 7356958.0006 | 7514978.2291 | 7531398.5114 | 7560950.3239 | 7662355.9194 | 7816614.9464
Region | Technology | 2022 | 2023 | 2024 | 2025 | 2026 | 2027 | 2028 | 2029 | 2030 | 2031 | 2032 | 2033 | 2034 | 2035 | 2036 | 2037 | 2038 | 2039 | 2040 | 2041 | 2042
NSW | Black Coal | 0 | 0 | 0 | 0 | 0 | 0 | 0 | 0 | 0 | 0 | 0 | 0 | 0 | 0 | 0 | 0 | 0 | 0 | 0 | 0 | 0
NSW | Brown Coal | 0 | 0 | 0 | 0 | 0 | 0 | 0 | 0 | 0 | 0 | 0 | 0 | 0 | 0 | 0 | 0 | 0 | 0 | 0 | 0 | 0
NSW | CCGT | 0 | 0 | 0 | 0 | 0 | 0 | 0 | 0 | 0 | 0 | 0 | 0 | 0 | 0 | 0 | 0 | 0 | 0 | 0 | 0 | 0
NSW | Peaking Gas+Liquids | 0 | 0 | 0 | 124264.0775 | 124264.0775 | 241960.5684 | 241960.5684 | 241960.5684 | 251666.088 | 251666.088 | 343660.3531 | 371927.1438 | 432963.594 | 493311.7872 | 493311.7872 | 493311.7872 | 493311.7872 | 493311.7872 | 493311.7872 | 493311.7872 | 620264.7648
NSW | Hydro | 0 | 0 | 0 | 0 | 0 | 0 | 0 | 0 | 0 | 0 | 0 | 0 | 0 | 0 | 0 | 0 | 0 | 0 | 0 | 0 | 0
NSW | Dispatchable Storage | 0 | 0 | 0 | 0 | 0 | 125096.6213 | 125096.6213 | 251332.0822 | 286141.7591 | 286141.7591 | 286141.7591 | 286141.7591 | 286141.7591 | 316153.7643 | 316153.7643 | 316153.7643 | 316153.7643 | 316153.7643 | 316153.7643 | 316153.7643 | 316153.7643
NSW | Wind | 30418.07 | 62564.178 | 62564.178 | 593602.4463 | 593602.4463 | 952314.3087 | 952314.3087 | 952314.3087 | 952314.3087 | 952314.3087 | 952314.3087 | 952314.3087 | 952314.3087 | 952314.3087 | 1125696.7314 | 1125696.7314 | 1125696.7314 | 1125696.7314 | 1125696.7314 | 1125696.7314 | 1125696.7314
NSW | Solar | 113385.1098 | 113385.1098 | 113385.1098 | 133255.5686 | 133255.5686 | 133255.5686 | 133255.5686 | 133255.5686 | 133255.5686 | 133255.5686 | 133255.5686 | 133255.5686 | 133255.5686 | 133255.5686 | 133255.5686 | 133255.5686 | 133255.5686 | 133255.5686 | 133255.5686 | 133255.5686 | 133255.5686
Total |  | 143803.1797 | 175949.2877 | 175949.2877 | 851122.0924 | 851122.0924 | 1452627.067 | 1452627.067 | 1578862.528 | 1623377.7244 | 1623377.7244 | 1715371.9895 | 1743638.7802 | 1804675.2304 | 1895035.4287 | 2068417.8514 | 2068417.8514 | 2068417.8514 | 2068417.8514 | 2068417.8514 | 2068417.8514 | 2195370.8291
Region | Technology | 2022 | 2023 | 2024 | 2025 | 2026 | 2027 | 2028 | 2029 | 2030 | 2031 | 2032 | 2033 | 2034 | 2035 | 2036 | 2037 | 2038 | 2039 | 2040 | 2041 | 2042
QLD | Black Coal | 0 | 0 | 0 | 0 | 0 | 0 | 0 | 0 | 0 | 0 | 0 | 0 | 0 | 0 | 0 | 0 | 0 | 0 | 0 | 0 | 0
QLD | Brown Coal | 0 | 0 | 0 | 0 | 0 | 0 | 0 | 0 | 0 | 0 | 0 | 0 | 0 | 0 | 0 | 0 | 0 | 0 | 0 | 0 | 0
QLD | CCGT | 0 | 0 | 0 | 0 | 0 | 0 | 0 | 0 | 0 | 0 | 0 | 0 | 0 | 0 | 0 | 0 | 0 | 0 | 0 | 0 | 0
QLD | Peaking Gas+Liquids | 0 | 0 | 0 | 0 | 0 | 0 | 0 | 9178.0746 | 26894.8898 | 56759.7439 | 77723.3743 | 132586.8472 | 155166.1006 | 198742.8376 | 198742.8376 | 198742.8376 | 282270.0907 | 298690.373 | 328242.1855 | 346581.1463 | 373887.1958
QLD | Hydro | 0 | 0 | 0 | 0 | 0 | 0 | 0 | 0 | 0 | 0 | 0 | 0 | 0 | 0 | 0 | 0 | 0 | 0 | 0 | 0 | 0
QLD | Dispatchable Storage | 0 | 4343.403 | 4343.403 | 4343.403 | 43435.4692 | 88237.9851 | 110976.1785 | 238382.2465 | 238382.2465 | 238382.2465 | 238382.2465 | 234038.8435 | 234038.8435 | 234038.8435 | 225283.7927 | 180481.2767 | 180481.2767 | 180481.2767 | 180481.2767 | 180481.2767 | 180481.2767
QLD | Wind | 503816.3034 | 551953.0023 | 708451.1055 | 708451.1055 | 716233.2592 | 716233.2592 | 716233.2592 | 716233.2592 | 716233.2592 | 716233.2592 | 716233.2592 | 716233.2592 | 716233.2592 | 716233.2592 | 716233.2592 | 716233.2592 | 716233.2592 | 716233.2592 | 716233.2592 | 716233.2592 | 716233.2592
QLD | Solar | 5451.2722 | 38140.7876 | 86542.1986 | 86542.1986 | 86542.1986 | 86542.1986 | 86542.1986 | 86542.1986 | 86542.1986 | 86542.1986 | 86542.1986 | 86542.1986 | 86542.1986 | 86542.1986 | 86542.1986 | 86542.1986 | 86542.1986 | 86542.1986 | 86542.1986 | 86542.1986 | 86542.1986
Total |  | 509267.5756 | 594437.1929 | 799336.7071 | 799336.7071 | 846210.927 | 891013.4429 | 913751.6363 | 1050335.7789 | 1068052.5941 | 1097917.4482 | 1118881.0785 | 1169401.1486 | 1191980.4019 | 1235557.1389 | 1226802.0881 | 1181999.5721 | 1265526.8252 | 1281947.1075 | 1311498.92 | 1329837.8809 | 1357143.9303
Region | Technology | 2022 | 2023 | 2024 | 2025 | 2026 | 2027 | 2028 | 2029 | 2030 | 2031 | 2032 | 2033 | 2034 | 2035 | 2036 | 2037 | 2038 | 2039 | 2040 | 2041 | 2042
VIC | Black Coal | 0 | 0 | 0 | 0 | 0 | 0 | 0 | 0 | 0 | 0 | 0 | 0 | 0 | 0 | 0 | 0 | 0 | 0 | 0 | 0 | 0
VIC | Brown Coal | 0 | 0 | 0 | 0 | 0 | 0 | 0 | 0 | 0 | 0 | 0 | 0 | 0 | 0 | 0 | 0 | 0 | 0 | 0 | 0 | 0
VIC | CCGT | 0 | 0 | 0 | 0 | 0 | 0 | 0 | 0 | 0 | 0 | 0 | 0 | 0 | 0 | 0 | 0 | 0 | 0 | 0 | 0 | 0
VIC | Peaking Gas+Liquids | 0 | 0 | 0 | 0 | 0 | 0 | 0 | 0 | 0 | 0 | 0 | 0 | 0 | 0 | 0 | 0 | 0 | 0 | 0 | 83066.6346 | 83066.6346
VIC | Hydro | 0 | 0 | 0 | 0 | 0 | 0 | 0 | 0 | 0 | 0 | 0 | 0 | 0 | 0 | 0 | 0 | 0 | 0 | 0 | 0 | 0
VIC | Dispatchable Storage | 0 | 0 | 0 | 0 | 69364.9376 | 398561.3968 | 398561.3968 | 770575.6636 | 770575.6636 | 770575.6636 | 770575.6636 | 778904.9803 | 778904.9803 | 778904.9803 | 778904.9803 | 775945.8046 | 843717.5353 | 843717.5353 | 843717.5353 | 843717.5353 | 843717.5353
VIC | Wind | 65912.2947 | 87241.2036 | 87241.2036 | 87241.2036 | 180312.3906 | 551003.3415 | 581393.7201 | 1690750.2104 | 1690750.2104 | 1779209.2118 | 1779209.2118 | 2316271.9438 | 2316271.9438 | 2316271.9438 | 2316271.9438 | 2316271.9438 | 2316271.9438 | 2316271.9438 | 2316271.9438 | 2316271.9438 | 2316271.9438
VIC | Solar | 0 | 0 | 13487.3829 | 13487.3829 | 115687.1662 | 403011.5656 | 403011.5656 | 403011.5656 | 403011.5656 | 403011.5656 | 403011.5656 | 403011.5656 | 403011.5656 | 403011.5656 | 403011.5656 | 403011.5656 | 403011.5656 | 403011.5656 | 403011.5656 | 403011.5656 | 403011.5656
Total |  | 65912.2947 | 87241.2036 | 100728.5865 | 100728.5865 | 365364.4943 | 1352576.3038 | 1382966.6824 | 2864337.4395 | 2864337.4395 | 2952796.4409 | 2952796.4409 | 3498188.4897 | 3498188.4897 | 3498188.4897 | 3498188.4897 | 3495229.314 | 3563001.0447 | 3563001.0447 | 3563001.0447 | 3646067.6793 | 3646067.6793
Region | Technology | 2022 | 2023 | 2024 | 2025 | 2026 | 2027 | 2028 | 2029 | 2030 | 2031 | 2032 | 2033 | 2034 | 2035 | 2036 | 2037 | 2038 | 2039 | 2040 | 2041 | 2042
SA | Black Coal | 0 | 0 | 0 | 0 | 0 | 0 | 0 | 0 | 0 | 0 | 0 | 0 | 0 | 0 | 0 | 0 | 0 | 0 | 0 | 0 | 0
SA | Brown Coal | 0 | 0 | 0 | 0 | 0 | 0 | 0 | 0 | 0 | 0 | 0 | 0 | 0 | 0 | 0 | 0 | 0 | 0 | 0 | 0 | 0
SA | CCGT | 0 | 0 | 0 | 0 | 0 | 0 | 0 | 0 | 0 | 0 | 0 | 0 | 0 | 0 | 0 | 0 | 0 | 0 | 0 | 0 | 0
SA | Peaking Gas+Liquids | 0 | 0 | 0 | 0 | 0 | 0 | 0 | 0 | 0 | 0 | 0 | 0 | 0 | 0 | 0 | 0 | 6721.2446 | 6721.2446 | 6721.2446 | 6721.2446 | 6721.2446
SA | Hydro | 0 | 0 | 0 | 0 | 0 | 0 | 0 | 0 | 0 | 0 | 0 | 0 | 0 | 0 | 0 | 0 | 0 | 0 | 0 | 0 | 0
SA | Dispatchable Storage | 0 | 0 | 0 | 0 | 0 | 50327.5384 | 50327.5384 | 231217.0684 | 231217.0684 | 231217.0684 | 231217.0684 | 299625.5709 | 334155.1072 | 334155.1072 | 334155.1072 | 307413.1782 | 307413.1782 | 307413.1782 | 307413.1782 | 307413.1782 | 307413.1782
SA | Wind | 81433.5846 | 117791.1738 | 117791.1738 | 117791.1738 | 117791.1738 | 117791.1738 | 117791.1738 | 117791.1738 | 117791.1738 | 117791.1738 | 117791.1738 | 117791.1738 | 117791.1738 | 117791.1738 | 117791.1738 | 117791.1738 | 117791.1738 | 117791.1738 | 117791.1738 | 117791.1738 | 117791.1738
SA | Solar | 17640.9423 | 36183.2521 | 40920.5219 | 40920.5219 | 40920.5219 | 40920.5219 | 40920.5219 | 40920.5219 | 40920.5219 | 40920.5219 | 40920.5219 | 40920.5219 | 40920.5219 | 40920.5219 | 40920.5219 | 40920.5219 | 40920.5219 | 40920.5219 | 40920.5219 | 40920.5219 | 40920.5219
Total |  | 99074.5269 | 153974.4259 | 158711.6957 | 158711.6957 | 158711.6957 | 209039.2341 | 209039.2341 | 389928.7641 | 389928.7641 | 389928.7641 | 389928.7641 | 458337.2666 | 492866.8029 | 492866.8029 | 492866.8029 | 466124.874 | 472846.1186 | 472846.1186 | 472846.1186 | 472846.1186 | 472846.1186
Region | Technology | 2022 | 2023 | 2024 | 2025 | 2026 | 2027 | 2028 | 2029 | 2030 | 2031 | 2032 | 2033 | 2034 | 2035 | 2036 | 2037 | 2038 | 2039 | 2040 | 2041 | 2042
TAS | Black Coal | 0 | 0 | 0 | 0 | 0 | 0 | 0 | 0 | 0 | 0 | 0 | 0 | 0 | 0 | 0 | 0 | 0 | 0 | 0 | 0 | 0
TAS | Brown Coal | 0 | 0 | 0 | 0 | 0 | 0 | 0 | 0 | 0 | 0 | 0 | 0 | 0 | 0 | 0 | 0 | 0 | 0 | 0 | 0 | 0
TAS | CCGT | 0 | 0 | 0 | 0 | 0 | 0 | 0 | 0 | 0 | 0 | 0 | 0 | 0 | 0 | 0 | 0 | 0 | 0 | 0 | 0 | 0
TAS | Peaking Gas+Liquids | 0 | 0 | 0 | 0 | 0 | 0 | 0 | 0 | 0 | 0 | 0 | 0 | 0 | 0 | 0 | 0 | 0 | 0 | 0 | 0 | 0
TAS | Hydro | 0 | 0 | 0 | 0 | 0 | 0 | 0 | 0 | 0 | 0 | 0 | 0 | 0 | 0 | 0 | 0 | 0 | 0 | 0 | 0 | 0
TAS | VPP Battery | 0 | 0 | 0 | 0 | 0 | 0 | 0 | 0 | 0 | 0 | 0 | 0 | 0 | 0 | 0 | 0 | 0 | 0 | 0 | 0 | 0
TAS | Wind | 29739.0857 | 62071.4645 | 62071.4645 | 62071.4645 | 62071.4645 | 74012.3598 | 145186.3892 | 145186.3892 | 145186.3892 | 145186.3892 | 145186.3892 | 145186.3892 | 145186.3892 | 145186.3892 | 145186.3892 | 145186.3892 | 145186.3892 | 145186.3892 | 145186.3892 | 145186.3892 | 145186.3892
TAS | Solar | 0 | 0 | 0 | 0 | 0 | 0 | 0 | 0 | 0 | 0 | 0 | 0 | 0 | 0 | 0 | 0 | 0 | 0 | 0 | 0 | 0
Total |  | 29739.0857 | 62071.4645 | 62071.4645 | 62071.4645 | 62071.4645 | 74012.3598 | 145186.3892 | 145186.3892 | 145186.3892 | 145186.3892 | 145186.3892 | 145186.3892 | 145186.3892 | 145186.3892 | 145186.3892 | 145186.3892 | 145186.3892 | 145186.3892 | 145186.3892 | 145186.3892 | 145186.3892

## BuildCost_2
New generation build cost (CAPEX) by technology ($000s) - Step Change (DP7)
Real June 2019 dollars. Years are financial year ending. The total capital costs are annualised for modelling purposes and presented here on an annualised basis. Some rounding errors may be present.
Region | Technology | 2022 | 2023 | 2024 | 2025 | 2026 | 2027 | 2028 | 2029 | 2030 | 2031 | 2032 | 2033 | 2034 | 2035 | 2036 | 2037 | 2038 | 2039 | 2040 | 2041 | 2042
NEM | Black Coal | 0 | 0 | 0 | 0 | 0 | 0 | 0 | 0 | 0 | 0 | 0 | 0 | 0 | 0 | 0 | 0 | 0 | 0 | 0 | 0 | 0
NEM | Brown Coal | 0 | 0 | 0 | 0 | 0 | 0 | 0 | 0 | 0 | 0 | 0 | 0 | 0 | 0 | 0 | 0 | 0 | 0 | 0 | 0 | 0
NEM | CCGT | 0 | 0 | 0 | 0 | 0 | 0 | 0 | 0 | 0 | 0 | 0 | 0 | 0 | 0 | 0 | 0 | 0 | 0 | 0 | 0 | 0
NEM | Peaking Gas+Liquids | 0 | 0 | 0 | 0 | 0 | 0 | 0 | 0 | 0 | 0 | 0 | 0 | 0 | 0 | 0 | 0 | 0 | 0 | 0 | 0 | 0
NEM | Hydro | 0 | 0 | 0 | 0 | 0 | 0 | 0 | 0 | 0 | 0 | 0 | 0 | 0 | 0 | 0 | 0 | 0 | 0 | 0 | 0 | 0
NEM | Dispatchable Storage | 0 | 4343.403 | 4343.403 | 4343.403 | 4343.403 | 16083.5681 | 67423.9305 | 209167.7356 | 209167.7356 | 258645.5257 | 272330.7509 | 438431.4821 | 487308.0912 | 503269.7224 | 881606.483 | 1002005.4857 | 1201461.5181 | 1201461.5181 | 1201461.5181 | 1262324.8805 | 1361893.8276
NEM | Wind | 0 | 153865.0835 | 185781.0451 | 202699.6968 | 438557.6674 | 691411.562 | 1075912.0739 | 1112878.1453 | 1196980.335 | 1595599.1528 | 1844285.6412 | 2385228.2914 | 2404682.0469 | 2422094.1844 | 2903885.6668 | 3103291.7585 | 3457901.804 | 3457901.804 | 3553307.954 | 3679673.5084 | 3679673.5084
NEM | Solar | 0 | 73742.1432 | 89462.3156 | 89462.3156 | 213149.6656 | 348344.5508 | 471252.376 | 474124.9601 | 519650.1468 | 582377.2729 | 650313.9383 | 789047.7212 | 936134.7348 | 953181.5075 | 1222755.5126 | 1255708.4457 | 1433431.3827 | 1439411.5021 | 1463058.4105 | 1552573.6492 | 1552573.6492
Total |  | 0 | 231950.6297 | 279586.7636 | 296505.4154 | 656050.736 | 1055839.6809 | 1614588.3804 | 1796170.8409 | 1925798.2174 | 2436621.9514 | 2766930.3304 | 3612707.4947 | 3828124.873 | 3878545.4144 | 5008247.6624 | 5361005.6899 | 6092794.7049 | 6098774.8243 | 6217827.8826 | 6494572.0382 | 6594140.9852
Region | Technology | 2022 | 2023 | 2024 | 2025 | 2026 | 2027 | 2028 | 2029 | 2030 | 2031 | 2032 | 2033 | 2034 | 2035 | 2036 | 2037 | 2038 | 2039 | 2040 | 2041 | 2042
NSW | Black Coal | 0 | 0 | 0 | 0 | 0 | 0 | 0 | 0 | 0 | 0 | 0 | 0 | 0 | 0 | 0 | 0 | 0 | 0 | 0 | 0 | 0
NSW | Brown Coal | 0 | 0 | 0 | 0 | 0 | 0 | 0 | 0 | 0 | 0 | 0 | 0 | 0 | 0 | 0 | 0 | 0 | 0 | 0 | 0 | 0
NSW | CCGT | 0 | 0 | 0 | 0 | 0 | 0 | 0 | 0 | 0 | 0 | 0 | 0 | 0 | 0 | 0 | 0 | 0 | 0 | 0 | 0 | 0
NSW | Peaking Gas+Liquids | 0 | 0 | 0 | 0 | 0 | 0 | 0 | 0 | 0 | 0 | 0 | 0 | 0 | 0 | 0 | 0 | 0 | 0 | 0 | 0 | 0
NSW | Hydro | 0 | 0 | 0 | 0 | 0 | 0 | 0 | 0 | 0 | 0 | 0 | 0 | 0 | 0 | 0 | 0 | 0 | 0 | 0 | 0 | 0
NSW | Dispatchable Storage | 0 | 0 | 0 | 0 | 0 | 0 | 0 | 0 | 0 | 0 | 13685.2252 | 81898.4378 | 81898.4378 | 81898.4378 | 321822.1472 | 321822.1472 | 415045.0133 | 415045.0133 | 415045.0133 | 451362.3722 | 451362.3722
NSW | Wind | 0 | 32005.1163 | 47717.4234 | 47717.4234 | 47717.4234 | 47717.4234 | 150498.4525 | 150498.4525 | 150498.4525 | 316486.4041 | 557411.0655 | 712469.78 | 731923.5355 | 749335.673 | 949262.2096 | 949262.2096 | 972693.533 | 972693.533 | 972693.533 | 972693.533 | 972693.533
NSW | Solar | 0 | 35966.4653 | 51686.6377 | 51686.6377 | 157774.4562 | 220191.5896 | 266602.4 | 266602.4 | 266602.4 | 305406.5289 | 371780.6258 | 371780.6258 | 419783.0714 | 419783.0714 | 560066.6057 | 560066.6057 | 707053.5491 | 707053.5491 | 707053.5491 | 764405.8305 | 764405.8305
Total |  | 0 | 67971.5816 | 99404.0611 | 99404.0611 | 205491.8796 | 267909.013 | 417100.8525 | 417100.8525 | 417100.8525 | 621892.933 | 942876.9165 | 1166148.8436 | 1233605.0447 | 1251017.1822 | 1831150.9625 | 1831150.9625 | 2094792.0954 | 2094792.0954 | 2094792.0954 | 2188461.7358 | 2188461.7358
Region | Technology | 2022 | 2023 | 2024 | 2025 | 2026 | 2027 | 2028 | 2029 | 2030 | 2031 | 2032 | 2033 | 2034 | 2035 | 2036 | 2037 | 2038 | 2039 | 2040 | 2041 | 2042
QLD | Black Coal | 0 | 0 | 0 | 0 | 0 | 0 | 0 | 0 | 0 | 0 | 0 | 0 | 0 | 0 | 0 | 0 | 0 | 0 | 0 | 0 | 0
QLD | Brown Coal | 0 | 0 | 0 | 0 | 0 | 0 | 0 | 0 | 0 | 0 | 0 | 0 | 0 | 0 | 0 | 0 | 0 | 0 | 0 | 0 | 0
QLD | CCGT | 0 | 0 | 0 | 0 | 0 | 0 | 0 | 0 | 0 | 0 | 0 | 0 | 0 | 0 | 0 | 0 | 0 | 0 | 0 | 0 | 0
QLD | Peaking Gas+Liquids | 0 | 0 | 0 | 0 | 0 | 0 | 0 | 0 | 0 | 0 | 0 | 0 | 0 | 0 | 0 | 0 | 0 | 0 | 0 | 0 | 0
QLD | Hydro | 0 | 0 | 0 | 0 | 0 | 0 | 0 | 0 | 0 | 0 | 0 | 0 | 0 | 0 | 0 | 0 | 0 | 0 | 0 | 0 | 0
QLD | Dispatchable Storage | 0 | 4343.403 | 4343.403 | 4343.403 | 4343.403 | 16083.5681 | 38255.9125 | 179999.7176 | 179999.7176 | 229477.5078 | 229477.5078 | 294045.889 | 342922.4982 | 358884.1293 | 477734.1768 | 470180.0343 | 533819.6564 | 533819.6564 | 533819.6564 | 554750.5633 | 597835.1463
QLD | Wind | 0 | 70591.8034 | 70591.8034 | 70591.8034 | 282715.107 | 459859.2532 | 459859.2532 | 496218.2073 | 533753.2725 | 618412.6969 | 620851.8739 | 909550.1613 | 909550.1613 | 909550.1613 | 1050419.6211 | 1084853.7372 | 1235893.4911 | 1235893.4911 | 1235893.4911 | 1235893.4911 | 1235893.4911
QLD | Solar | 0 | 37775.6779 | 37775.6779 | 37775.6779 | 37775.6779 | 37775.6779 | 63139.336 | 66011.92 | 111537.1068 | 134196.9747 | 135759.5432 | 250735.8167 | 337437.3263 | 354484.0989 | 427348.5355 | 427348.5355 | 458084.5292 | 464064.6486 | 475981.2243 | 508144.1815 | 508144.1815
Total |  | 0 | 112710.8843 | 112710.8843 | 112710.8843 | 324834.1879 | 513718.4993 | 561254.5017 | 742229.845 | 825290.0969 | 982087.1793 | 986088.925 | 1454331.8671 | 1589909.9858 | 1622918.3896 | 1955502.3334 | 1982382.3071 | 2227797.6767 | 2233777.7961 | 2245694.3719 | 2298788.236 | 2341872.819
Region | Technology | 2022 | 2023 | 2024 | 2025 | 2026 | 2027 | 2028 | 2029 | 2030 | 2031 | 2032 | 2033 | 2034 | 2035 | 2036 | 2037 | 2038 | 2039 | 2040 | 2041 | 2042
VIC | Black Coal | 0 | 0 | 0 | 0 | 0 | 0 | 0 | 0 | 0 | 0 | 0 | 0 | 0 | 0 | 0 | 0 | 0 | 0 | 0 | 0 | 0
VIC | Brown Coal | 0 | 0 | 0 | 0 | 0 | 0 | 0 | 0 | 0 | 0 | 0 | 0 | 0 | 0 | 0 | 0 | 0 | 0 | 0 | 0 | 0
VIC | CCGT | 0 | 0 | 0 | 0 | 0 | 0 | 0 | 0 | 0 | 0 | 0 | 0 | 0 | 0 | 0 | 0 | 0 | 0 | 0 | 0 | 0
VIC | Peaking Gas+Liquids | 0 | 0 | 0 | 0 | 0 | 0 | 0 | 0 | 0 | 0 | 0 | 0 | 0 | 0 | 0 | 0 | 0 | 0 | 0 | 0 | 0
VIC | Hydro | 0 | 0 | 0 | 0 | 0 | 0 | 0 | 0 | 0 | 0 | 0 | 0 | 0 | 0 | 0 | 0 | 0 | 0 | 0 | 0 | 0
VIC | Dispatchable Storage | 0 | 0 | 0 | 0 | 0 | 0 | 29168.0179 | 29168.0179 | 29168.0179 | 29168.0179 | 29168.0179 | 29168.0179 | 29168.0179 | 29168.0179 | 48731.0217 | 154270.9177 | 154270.9177 | 154270.9177 | 154270.9177 | 157886.0144 | 157886.0144
VIC | Wind | 0 | 51268.1638 | 51268.1638 | 51268.1638 | 51268.1638 | 51268.1638 | 253013.2261 | 253013.2261 | 253013.2261 | 265608.9344 | 265608.9344 | 265608.9344 | 265608.9344 | 265608.9344 | 325813.2285 | 471678.7215 | 577505.5089 | 577505.5089 | 672911.6589 | 760720.4278 | 760720.4278
VIC | Solar | 0 | 0 | 0 | 0 | 0 | 24062.6543 | 52147.291 | 52147.291 | 52147.291 | 53410.4203 | 53410.4203 | 77167.9297 | 89550.9881 | 89550.9881 | 145977.0224 | 178929.9555 | 178929.9555 | 178929.9555 | 178929.9555 | 178929.9555 | 178929.9555
Total |  | 0 | 51268.1638 | 51268.1638 | 51268.1638 | 51268.1638 | 75330.8181 | 334328.535 | 334328.535 | 334328.535 | 348187.3726 | 348187.3726 | 371944.882 | 384327.9405 | 384327.9405 | 520521.2726 | 804879.5947 | 910706.3822 | 910706.3822 | 1006112.5321 | 1097536.3976 | 1097536.3976
Region | Technology | 2022 | 2023 | 2024 | 2025 | 2026 | 2027 | 2028 | 2029 | 2030 | 2031 | 2032 | 2033 | 2034 | 2035 | 2036 | 2037 | 2038 | 2039 | 2040 | 2041 | 2042
SA | Black Coal | 0 | 0 | 0 | 0 | 0 | 0 | 0 | 0 | 0 | 0 | 0 | 0 | 0 | 0 | 0 | 0 | 0 | 0 | 0 | 0 | 0
SA | Brown Coal | 0 | 0 | 0 | 0 | 0 | 0 | 0 | 0 | 0 | 0 | 0 | 0 | 0 | 0 | 0 | 0 | 0 | 0 | 0 | 0 | 0
SA | CCGT | 0 | 0 | 0 | 0 | 0 | 0 | 0 | 0 | 0 | 0 | 0 | 0 | 0 | 0 | 0 | 0 | 0 | 0 | 0 | 0 | 0
SA | Peaking Gas+Liquids | 0 | 0 | 0 | 0 | 0 | 0 | 0 | 0 | 0 | 0 | 0 | 0 | 0 | 0 | 0 | 0 | 0 | 0 | 0 | 0 | 0
SA | Hydro | 0 | 0 | 0 | 0 | 0 | 0 | 0 | 0 | 0 | 0 | 0 | 0 | 0 | 0 | 0 | 0 | 0 | 0 | 0 | 0 | 0
SA | Dispatchable Storage | 0 | 0 | 0 | 0 | 0 | 0 | 0 | 0 | 0 | 0 | 0 | 0 | 0 | 0 | 0 | 22413.2491 | 36679.5661 | 36679.5661 | 36679.5661 | 36679.5661 | 93163.9301
SA | Wind | 0 | 0 | 0 | 0 | 5996.3321 | 63623.1481 | 112852.2661 | 112852.2661 | 112852.2661 | 138559.0137 | 143881.6637 | 143881.6637 | 143881.6637 | 143881.6637 | 224672.8556 | 243779.338 | 318091.5188 | 318091.5188 | 318091.5188 | 356648.3044 | 356648.3044
SA | Solar | 0 | 0 | 0 | 0 | 17599.5315 | 66314.6289 | 79284.0659 | 79284.0659 | 79284.0659 | 79284.0659 | 79284.0659 | 79284.0659 | 79284.0659 | 79284.0659 | 79284.0659 | 79284.0659 | 79284.0659 | 79284.0659 | 91014.3985 | 91014.3985 | 91014.3985
Total |  | 0 | 0 | 0 | 0 | 23595.8635 | 129937.7771 | 192136.332 | 192136.332 | 192136.332 | 217843.0796 | 223165.7295 | 223165.7295 | 223165.7295 | 223165.7295 | 303956.9214 | 345476.653 | 434055.1508 | 434055.1508 | 445785.4835 | 484342.269 | 540826.633
Region | Technology | 2022 | 2023 | 2024 | 2025 | 2026 | 2027 | 2028 | 2029 | 2030 | 2031 | 2032 | 2033 | 2034 | 2035 | 2036 | 2037 | 2038 | 2039 | 2040 | 2041 | 2042
TAS | Black Coal | 0 | 0 | 0 | 0 | 0 | 0 | 0 | 0 | 0 | 0 | 0 | 0 | 0 | 0 | 0 | 0 | 0 | 0 | 0 | 0 | 0
TAS | Brown Coal | 0 | 0 | 0 | 0 | 0 | 0 | 0 | 0 | 0 | 0 | 0 | 0 | 0 | 0 | 0 | 0 | 0 | 0 | 0 | 0 | 0
TAS | CCGT | 0 | 0 | 0 | 0 | 0 | 0 | 0 | 0 | 0 | 0 | 0 | 0 | 0 | 0 | 0 | 0 | 0 | 0 | 0 | 0 | 0
TAS | Peaking Gas+Liquids | 0 | 0 | 0 | 0 | 0 | 0 | 0 | 0 | 0 | 0 | 0 | 0 | 0 | 0 | 0 | 0 | 0 | 0 | 0 | 0 | 0
TAS | Hydro | 0 | 0 | 0 | 0 | 0 | 0 | 0 | 0 | 0 | 0 | 0 | 0 | 0 | 0 | 0 | 0 | 0 | 0 | 0 | 0 | 0
TAS | VPP Battery | 0 | 0 | 0 | 0 | 0 | 0 | 0 | 0 | 0 | 0 | 0 | 33319.1373 | 33319.1373 | 33319.1373 | 33319.1373 | 33319.1373 | 61646.3646 | 61646.3646 | 61646.3646 | 61646.3646 | 61646.3646
TAS | Wind | 0 | 0 | 16203.6545 | 33122.3062 | 50860.6411 | 68943.5734 | 99688.876 | 100295.9933 | 146863.1178 | 256532.1038 | 256532.1038 | 353717.7521 | 353717.7521 | 353717.7521 | 353717.7521 | 353717.7521 | 353717.7521 | 353717.7521 | 353717.7521 | 353717.7521 | 353717.7521
TAS | Solar | 0 | 0 | 0 | 0 | 0 | 0 | 10079.2831 | 10079.2831 | 10079.2831 | 10079.2831 | 10079.2831 | 10079.2831 | 10079.2831 | 10079.2831 | 10079.2831 | 10079.2831 | 10079.2831 | 10079.2831 | 10079.2831 | 10079.2831 | 10079.2831
Total |  | 0 | 0 | 16203.6545 | 33122.3062 | 50860.6411 | 68943.5734 | 109768.1591 | 110375.2764 | 156942.401 | 266611.3869 | 266611.3869 | 397116.1726 | 397116.1726 | 397116.1726 | 397116.1726 | 397116.1726 | 425443.3998 | 425443.3998 | 425443.3998 | 425443.3998 | 425443.3998

## RehabCost_1
Rehabilitation cost by technology ($000s) - Step Change (Counterfactual)
Real June 2019 dollars. Years are financial year ending. Some rounding errors may be present.
Region | Technology | 2022 | 2023 | 2024 | 2025 | 2026 | 2027 | 2028 | 2029 | 2030 | 2031 | 2032 | 2033 | 2034 | 2035 | 2036 | 2037 | 2038 | 2039 | 2040 | 2041 | 2042
NEM | Black Coal | 0 | 81274.3363 | 471391.1504 | 379551.1504 | 227568.1416 | 542912.5664 | 0 | 117035.0442 | 0 | 0 | 117035.0442 | 234070.0885 | 0 | 0 | 111345.8407 | 0 | 73146.9027 | 0 | 0 | 0 | 0
NEM | Brown Coal | 0 | 0 | 0 | 0 | 235695.5752 | 547789.0265 | 0 | 0 | 0 | 0 | 0 | 0 | 0 | 0 | 0 | 0 | 0 | 0 | 0 | 0 | 0
NEM | CCGT | 0 | 31696.9912 | 23772.7434 | 0 | 0 | 0 | 0 | 50847.2566 | 0 | 0 | 0 | 0 | 0 | 0 | 105656.6372 | 0 | 69865.4513 | 0 | 84974.3504 | 0 | 0
NEM | Peaking Gas+Liquids | 0 | 0 | 0 | 0 | 0 | 0 | 0 | 0 | 0 | 17486.6814 | 0 | 10713.2782 | 21121.1681 | 5348.8673 | 5943.1858 | 0 | 0 | 0 | 20115.3982 | 5486.0177 | 0
NEM | Hydro | 0 | 0 | 0 | 0 | 0 | 0 | 0 | 0 | 0 | 0 | 0 | 0 | 0 | 0 | 0 | 0 | 9436.108 | 0 | 0 | 0 | 0
NEM | Dispatchable Storage | 0 | 0 | 0 | 0 | 0 | 0 | 0 | 0 | 0 | 0 | 0 | 0 | 0 | 0 | 0 | 0 | 0 | 0 | 0 | 0 | 0
NEM | Wind | 0 | 0 | 0 | 0 | 0 | 0 | 0 | 0 | 0 | 0 | 0 | 0 | 933.7815 | 0 | 0 | 0 | 0 | 0 | 0 | 0 | 0
NEM | Solar | 0 | 0 | 0 | 0 | 0 | 0 | 0 | 0 | 0 | 0 | 0 | 0 | 0 | 0 | 0 | 0 | 0 | 0 | 0 | 0 | 0
Total |  | 0 | 112971.3274 | 495163.8938 | 379551.1504 | 463263.7168 | 1090701.5929 | 0 | 167882.3009 | 0 | 17486.6814 | 117035.0442 | 244783.3667 | 22054.9497 | 5348.8673 | 222945.6637 | 0 | 152448.462 | 0 | 105089.7487 | 5486.0177 | 0
Region | Technology | 2022 | 2023 | 2024 | 2025 | 2026 | 2027 | 2028 | 2029 | 2030 | 2031 | 2032 | 2033 | 2034 | 2035 | 2036 | 2037 | 2038 | 2039 | 2040 | 2041 | 2042
NSW | Black Coal | 0 | 81274.3363 | 243823.0088 | 334037.5221 | 0 | 429128.4956 | 0 | 117035.0442 | 0 | 0 | 117035.0442 | 234070.0885 | 0 | 0 | 111345.8407 | 0 | 0 | 0 | 0 | 0 | 0
NSW | Brown Coal | 0 | 0 | 0 | 0 | 0 | 0 | 0 | 0 | 0 | 0 | 0 | 0 | 0 | 0 | 0 | 0 | 0 | 0 | 0 | 0 | 0
NSW | CCGT | 0 | 0 | 0 | 0 | 0 | 0 | 0 | 0 | 0 | 0 | 0 | 0 | 0 | 0 | 0 | 0 | 0 | 0 | 0 | 0 | 0
NSW | Peaking Gas+Liquids | 0 | 0 | 0 | 0 | 0 | 0 | 0 | 0 | 0 | 0 | 0 | 0 | 0 | 0 | 2285.8407 | 0 | 0 | 0 | 0 | 0 | 0
NSW | Hydro | 0 | 0 | 0 | 0 | 0 | 0 | 0 | 0 | 0 | 0 | 0 | 0 | 0 | 0 | 0 | 0 | 0 | 0 | 0 | 0 | 0
NSW | Dispatchable Storage | 0 | 0 | 0 | 0 | 0 | 0 | 0 | 0 | 0 | 0 | 0 | 0 | 0 | 0 | 0 | 0 | 0 | 0 | 0 | 0 | 0
NSW | Wind | 0 | 0 | 0 | 0 | 0 | 0 | 0 | 0 | 0 | 0 | 0 | 0 | 0 | 0 | 0 | 0 | 0 | 0 | 0 | 0 | 0
NSW | Solar | 0 | 0 | 0 | 0 | 0 | 0 | 0 | 0 | 0 | 0 | 0 | 0 | 0 | 0 | 0 | 0 | 0 | 0 | 0 | 0 | 0
Total |  | 0 | 81274.3363 | 243823.0088 | 334037.5221 | 0 | 429128.4956 | 0 | 117035.0442 | 0 | 0 | 117035.0442 | 234070.0885 | 0 | 0 | 113631.6814 | 0 | 0 | 0 | 0 | 0 | 0
Region | Technology | 2022 | 2023 | 2024 | 2025 | 2026 | 2027 | 2028 | 2029 | 2030 | 2031 | 2032 | 2033 | 2034 | 2035 | 2036 | 2037 | 2038 | 2039 | 2040 | 2041 | 2042
QLD | Black Coal | 0 | 0 | 227568.1416 | 45513.6283 | 227568.1416 | 113784.0708 | 0 | 0 | 0 | 0 | 0 | 0 | 0 | 0 | 0 | 0 | 73146.9027 | 0 | 0 | 0 | 0
QLD | Brown Coal | 0 | 0 | 0 | 0 | 0 | 0 | 0 | 0 | 0 | 0 | 0 | 0 | 0 | 0 | 0 | 0 | 0 | 0 | 0 | 0 | 0
QLD | CCGT | 0 | 0 | 0 | 0 | 0 | 0 | 0 | 50847.2566 | 0 | 0 | 0 | 0 | 0 | 0 | 0 | 0 | 0 | 0 | 18938.9522 | 0 | 0
QLD | Peaking Gas+Liquids | 0 | 0 | 0 | 0 | 0 | 0 | 0 | 0 | 0 | 0 | 0 | 0 | 13349.3097 | 5348.8673 | 0 | 0 | 0 | 0 | 0 | 0 | 0
QLD | Hydro | 0 | 0 | 0 | 0 | 0 | 0 | 0 | 0 | 0 | 0 | 0 | 0 | 0 | 0 | 0 | 0 | 9436.108 | 0 | 0 | 0 | 0
QLD | Dispatchable Storage | 0 | 0 | 0 | 0 | 0 | 0 | 0 | 0 | 0 | 0 | 0 | 0 | 0 | 0 | 0 | 0 | 0 | 0 | 0 | 0 | 0
QLD | Wind | 0 | 0 | 0 | 0 | 0 | 0 | 0 | 0 | 0 | 0 | 0 | 0 | 0 | 0 | 0 | 0 | 0 | 0 | 0 | 0 | 0
QLD | Solar | 0 | 0 | 0 | 0 | 0 | 0 | 0 | 0 | 0 | 0 | 0 | 0 | 0 | 0 | 0 | 0 | 0 | 0 | 0 | 0 | 0
Total |  | 0 | 0 | 227568.1416 | 45513.6283 | 227568.1416 | 113784.0708 | 0 | 50847.2566 | 0 | 0 | 0 | 0 | 13349.3097 | 5348.8673 | 0 | 0 | 82583.0107 | 0 | 18938.9522 | 0 | 0
Region | Technology | 2022 | 2023 | 2024 | 2025 | 2026 | 2027 | 2028 | 2029 | 2030 | 2031 | 2032 | 2033 | 2034 | 2035 | 2036 | 2037 | 2038 | 2039 | 2040 | 2041 | 2042
VIC | Black Coal | 0 | 0 | 0 | 0 | 0 | 0 | 0 | 0 | 0 | 0 | 0 | 0 | 0 | 0 | 0 | 0 | 0 | 0 | 0 | 0 | 0
VIC | Brown Coal | 0 | 0 | 0 | 0 | 235695.5752 | 547789.0265 | 0 | 0 | 0 | 0 | 0 | 0 | 0 | 0 | 0 | 0 | 0 | 0 | 0 | 0 | 0
VIC | CCGT | 0 | 0 | 0 | 0 | 0 | 0 | 0 | 0 | 0 | 0 | 0 | 0 | 0 | 0 | 0 | 0 | 0 | 0 | 66035.3982 | 0 | 0
VIC | Peaking Gas+Liquids | 0 | 0 | 0 | 0 | 0 | 0 | 0 | 0 | 0 | 0 | 0 | 0 | 7771.8584 | 0 | 0 | 0 | 0 | 0 | 20115.3982 | 0 | 0
VIC | Hydro | 0 | 0 | 0 | 0 | 0 | 0 | 0 | 0 | 0 | 0 | 0 | 0 | 0 | 0 | 0 | 0 | 0 | 0 | 0 | 0 | 0
VIC | Dispatchable Storage | 0 | 0 | 0 | 0 | 0 | 0 | 0 | 0 | 0 | 0 | 0 | 0 | 0 | 0 | 0 | 0 | 0 | 0 | 0 | 0 | 0
VIC | Wind | 0 | 0 | 0 | 0 | 0 | 0 | 0 | 0 | 0 | 0 | 0 | 0 | 573.3746 | 0 | 0 | 0 | 0 | 0 | 0 | 0 | 0
VIC | Solar | 0 | 0 | 0 | 0 | 0 | 0 | 0 | 0 | 0 | 0 | 0 | 0 | 0 | 0 | 0 | 0 | 0 | 0 | 0 | 0 | 0
Total |  | 0 | 0 | 0 | 0 | 235695.5752 | 547789.0265 | 0 | 0 | 0 | 0 | 0 | 0 | 8345.233 | 0 | 0 | 0 | 0 | 0 | 86150.7965 | 0 | 0
Region | Technology | 2022 | 2023 | 2024 | 2025 | 2026 | 2027 | 2028 | 2029 | 2030 | 2031 | 2032 | 2033 | 2034 | 2035 | 2036 | 2037 | 2038 | 2039 | 2040 | 2041 | 2042
SA | Black Coal | 0 | 0 | 0 | 0 | 0 | 0 | 0 | 0 | 0 | 0 | 0 | 0 | 0 | 0 | 0 | 0 | 0 | 0 | 0 | 0 | 0
SA | Brown Coal | 0 | 0 | 0 | 0 | 0 | 0 | 0 | 0 | 0 | 0 | 0 | 0 | 0 | 0 | 0 | 0 | 0 | 0 | 0 | 0 | 0
SA | CCGT | 0 | 31696.9912 | 23772.7434 | 0 | 0 | 0 | 0 | 0 | 0 | 0 | 0 | 0 | 0 | 0 | 105656.6372 | 0 | 69865.4513 | 0 | 0 | 0 | 0
SA | Peaking Gas+Liquids | 0 | 0 | 0 | 0 | 0 | 0 | 0 | 0 | 0 | 17486.6814 | 0 | 10713.2782 | 0 | 0 | 3657.3451 | 0 | 0 | 0 | 0 | 0 | 0
SA | Hydro | 0 | 0 | 0 | 0 | 0 | 0 | 0 | 0 | 0 | 0 | 0 | 0 | 0 | 0 | 0 | 0 | 0 | 0 | 0 | 0 | 0
SA | Dispatchable Storage | 0 | 0 | 0 | 0 | 0 | 0 | 0 | 0 | 0 | 0 | 0 | 0 | 0 | 0 | 0 | 0 | 0 | 0 | 0 | 0 | 0
SA | Wind | 0 | 0 | 0 | 0 | 0 | 0 | 0 | 0 | 0 | 0 | 0 | 0 | 360.4069 | 0 | 0 | 0 | 0 | 0 | 0 | 0 | 0
SA | Solar | 0 | 0 | 0 | 0 | 0 | 0 | 0 | 0 | 0 | 0 | 0 | 0 | 0 | 0 | 0 | 0 | 0 | 0 | 0 | 0 | 0
Total |  | 0 | 31696.9912 | 23772.7434 | 0 | 0 | 0 | 0 | 0 | 0 | 17486.6814 | 0 | 10713.2782 | 360.4069 | 0 | 109313.9823 | 0 | 69865.4513 | 0 | 0 | 0 | 0
Region | Technology | 2022 | 2023 | 2024 | 2025 | 2026 | 2027 | 2028 | 2029 | 2030 | 2031 | 2032 | 2033 | 2034 | 2035 | 2036 | 2037 | 2038 | 2039 | 2040 | 2041 | 2042
TAS | Black Coal | 0 | 0 | 0 | 0 | 0 | 0 | 0 | 0 | 0 | 0 | 0 | 0 | 0 | 0 | 0 | 0 | 0 | 0 | 0 | 0 | 0
TAS | Brown Coal | 0 | 0 | 0 | 0 | 0 | 0 | 0 | 0 | 0 | 0 | 0 | 0 | 0 | 0 | 0 | 0 | 0 | 0 | 0 | 0 | 0
TAS | CCGT | 0 | 0 | 0 | 0 | 0 | 0 | 0 | 0 | 0 | 0 | 0 | 0 | 0 | 0 | 0 | 0 | 0 | 0 | 0 | 0 | 0
TAS | Peaking Gas+Liquids | 0 | 0 | 0 | 0 | 0 | 0 | 0 | 0 | 0 | 0 | 0 | 0 | 0 | 0 | 0 | 0 | 0 | 0 | 0 | 5486.0177 | 0
TAS | Hydro | 0 | 0 | 0 | 0 | 0 | 0 | 0 | 0 | 0 | 0 | 0 | 0 | 0 | 0 | 0 | 0 | 0 | 0 | 0 | 0 | 0
TAS | Dispatchable Storage | 0 | 0 | 0 | 0 | 0 | 0 | 0 | 0 | 0 | 0 | 0 | 0 | 0 | 0 | 0 | 0 | 0 | 0 | 0 | 0 | 0
TAS | Wind | 0 | 0 | 0 | 0 | 0 | 0 | 0 | 0 | 0 | 0 | 0 | 0 | 0 | 0 | 0 | 0 | 0 | 0 | 0 | 0 | 0
TAS | Solar | 0 | 0 | 0 | 0 | 0 | 0 | 0 | 0 | 0 | 0 | 0 | 0 | 0 | 0 | 0 | 0 | 0 | 0 | 0 | 0 | 0
Total |  | 0 | 0 | 0 | 0 | 0 | 0 | 0 | 0 | 0 | 0 | 0 | 0 | 0 | 0 | 0 | 0 | 0 | 0 | 0 | 5486.0177 | 0

## RehabCost_2
Rehabilitation cost by technology ($000s) - Step Change (DP7)
Real June 2019 dollars. Years are financial year ending. Some rounding errors may be present.
Region | Technology | 2022 | 2023 | 2024 | 2025 | 2026 | 2027 | 2028 | 2029 | 2030 | 2031 | 2032 | 2033 | 2034 | 2035 | 2036 | 2037 | 2038 | 2039 | 2040 | 2041 | 2042
NEM | Black Coal | 0 | 81274.3363 | 406371.6814 | 91027.2566 | 442132.3894 | 73146.9027 | 0 | 113784.0708 | 0 | 185305.4867 | 331599.292 | 354356.1062 | 0 | 0 | 581924.2478 | 0 | 0 | 0 | 0 | 0 | 120936.2124
NEM | Brown Coal | 0 | 0 | 0 | 0 | 113784.0708 | 177178.0531 | 182054.5133 | 60955.7522 | 60955.7522 | 0 | 0 | 0 | 0 | 0 | 0 | 188556.4602 | 0 | 0 | 0 | 0 | 0
NEM | CCGT | 0 | 31696.9912 | 23772.7434 | 0 | 0 | 0 | 0 | 50847.2566 | 0 | 0 | 0 | 0 | 0 | 0 | 105656.6372 | 0 | 69865.4513 | 0 | 84974.3504 | 0 | 0
NEM | Peaking Gas+Liquids | 0 | 0 | 0 | 0 | 0 | 0 | 0 | 0 | 0 | 17486.6814 | 0 | 10713.2782 | 21121.1681 | 5348.8673 | 5943.1858 | 0 | 0 | 0 | 20115.3982 | 5486.0177 | 0
NEM | Hydro | 0 | 0 | 0 | 0 | 0 | 0 | 0 | 0 | 0 | 0 | 0 | 0 | 0 | 0 | 0 | 0 | 9436.108 | 0 | 0 | 0 | 0
NEM | Dispatchable Storage | 0 | 0 | 0 | 0 | 0 | 0 | 0 | 0 | 0 | 0 | 0 | 0 | 0 | 0 | 0 | 0 | 0 | 0 | 0 | 0 | 0
NEM | Wind | 0 | 0 | 0 | 0 | 0 | 0 | 0 | 0 | 991.119 | 502.3854 | 0 | 0 | 3043.8001 | 0 | 1658.9639 | 3290.6242 | 6287.2438 | 6651.1456 | 5664.9412 | 7511.7536 | 527.5046
NEM | Solar | 0 | 0 | 0 | 0 | 0 | 0 | 0 | 0 | 0 | 0 | 0 | 0 | 0 | 0 | 2642.984 | 0 | 1528.999 | 3282.9792 | 0 | 0 | 0
Total |  | 0 | 112971.3274 | 430144.4248 | 91027.2566 | 555916.4602 | 250324.9558 | 182054.5133 | 225587.0796 | 61946.8712 | 203294.5535 | 331599.292 | 365069.3844 | 24164.9683 | 5348.8673 | 697826.0186 | 191847.0844 | 87117.8021 | 9934.1248 | 110754.6899 | 12997.7713 | 121463.717
Region | Technology | 2022 | 2023 | 2024 | 2025 | 2026 | 2027 | 2028 | 2029 | 2030 | 2031 | 2032 | 2033 | 2034 | 2035 | 2036 | 2037 | 2038 | 2039 | 2040 | 2041 | 2042
NSW | Black Coal | 0 | 81274.3363 | 360858.0531 | 0 | 214564.2478 | 0 | 0 | 0 | 0 | 117035.0442 | 331599.292 | 117035.0442 | 0 | 0 | 445383.3628 | 0 | 0 | 0 | 0 | 0 | 0
NSW | Brown Coal | 0 | 0 | 0 | 0 | 0 | 0 | 0 | 0 | 0 | 0 | 0 | 0 | 0 | 0 | 0 | 0 | 0 | 0 | 0 | 0 | 0
NSW | CCGT | 0 | 0 | 0 | 0 | 0 | 0 | 0 | 0 | 0 | 0 | 0 | 0 | 0 | 0 | 0 | 0 | 0 | 0 | 0 | 0 | 0
NSW | Peaking Gas+Liquids | 0 | 0 | 0 | 0 | 0 | 0 | 0 | 0 | 0 | 0 | 0 | 0 | 0 | 0 | 2285.8407 | 0 | 0 | 0 | 0 | 0 | 0
NSW | Hydro | 0 | 0 | 0 | 0 | 0 | 0 | 0 | 0 | 0 | 0 | 0 | 0 | 0 | 0 | 0 | 0 | 0 | 0 | 0 | 0 | 0
NSW | Dispatchable Storage | 0 | 0 | 0 | 0 | 0 | 0 | 0 | 0 | 0 | 0 | 0 | 0 | 0 | 0 | 0 | 0 | 0 | 0 | 0 | 0 | 0
NSW | Wind | 0 | 0 | 0 | 0 | 0 | 0 | 0 | 0 | 0 | 0 | 0 | 0 | 0 | 0 | 0 | 507.8461 | 4832.5105 | 327.6426 | 0 | 3937.1724 | 527.5046
NSW | Solar | 0 | 0 | 0 | 0 | 0 | 0 | 0 | 0 | 0 | 0 | 0 | 0 | 0 | 0 | 0 | 0 | 436.8569 | 3282.9792 | 0 | 0 | 0
Total |  | 0 | 81274.3363 | 360858.0531 | 0 | 214564.2478 | 0 | 0 | 0 | 0 | 117035.0442 | 331599.292 | 117035.0442 | 0 | 0 | 447669.2035 | 507.8461 | 5269.3673 | 3610.6219 | 0 | 3937.1724 | 527.5046
Region | Technology | 2022 | 2023 | 2024 | 2025 | 2026 | 2027 | 2028 | 2029 | 2030 | 2031 | 2032 | 2033 | 2034 | 2035 | 2036 | 2037 | 2038 | 2039 | 2040 | 2041 | 2042
QLD | Black Coal | 0 | 0 | 45513.6283 | 91027.2566 | 227568.1416 | 73146.9027 | 0 | 113784.0708 | 0 | 68270.4425 | 0 | 237321.0619 | 0 | 0 | 136540.885 | 0 | 0 | 0 | 0 | 0 | 120936.2124
QLD | Brown Coal | 0 | 0 | 0 | 0 | 0 | 0 | 0 | 0 | 0 | 0 | 0 | 0 | 0 | 0 | 0 | 0 | 0 | 0 | 0 | 0 | 0
QLD | CCGT | 0 | 0 | 0 | 0 | 0 | 0 | 0 | 50847.2566 | 0 | 0 | 0 | 0 | 0 | 0 | 0 | 0 | 0 | 0 | 18938.9522 | 0 | 0
QLD | Peaking Gas+Liquids | 0 | 0 | 0 | 0 | 0 | 0 | 0 | 0 | 0 | 0 | 0 | 0 | 13349.3097 | 5348.8673 | 0 | 0 | 0 | 0 | 0 | 0 | 0
QLD | Hydro | 0 | 0 | 0 | 0 | 0 | 0 | 0 | 0 | 0 | 0 | 0 | 0 | 0 | 0 | 0 | 0 | 9436.108 | 0 | 0 | 0 | 0
QLD | Dispatchable Storage | 0 | 0 | 0 | 0 | 0 | 0 | 0 | 0 | 0 | 0 | 0 | 0 | 0 | 0 | 0 | 0 | 0 | 0 | 0 | 0 | 0
QLD | Wind | 0 | 0 | 0 | 0 | 0 | 0 | 0 | 0 | 0 | 0 | 0 | 0 | 0 | 0 | 0 | 0 | 0 | 0 | 0 | 0 | 0
QLD | Solar | 0 | 0 | 0 | 0 | 0 | 0 | 0 | 0 | 0 | 0 | 0 | 0 | 0 | 0 | 2642.984 | 0 | 1092.1421 | 0 | 0 | 0 | 0
Total |  | 0 | 0 | 45513.6283 | 91027.2566 | 227568.1416 | 73146.9027 | 0 | 164631.3274 | 0 | 68270.4425 | 0 | 237321.0619 | 13349.3097 | 5348.8673 | 139183.8689 | 0 | 10528.2501 | 0 | 18938.9522 | 0 | 120936.2124
Region | Technology | 2022 | 2023 | 2024 | 2025 | 2026 | 2027 | 2028 | 2029 | 2030 | 2031 | 2032 | 2033 | 2034 | 2035 | 2036 | 2037 | 2038 | 2039 | 2040 | 2041 | 2042
VIC | Black Coal | 0 | 0 | 0 | 0 | 0 | 0 | 0 | 0 | 0 | 0 | 0 | 0 | 0 | 0 | 0 | 0 | 0 | 0 | 0 | 0 | 0
VIC | Brown Coal | 0 | 0 | 0 | 0 | 113784.0708 | 177178.0531 | 182054.5133 | 60955.7522 | 60955.7522 | 0 | 0 | 0 | 0 | 0 | 0 | 188556.4602 | 0 | 0 | 0 | 0 | 0
VIC | CCGT | 0 | 0 | 0 | 0 | 0 | 0 | 0 | 0 | 0 | 0 | 0 | 0 | 0 | 0 | 0 | 0 | 0 | 0 | 66035.3982 | 0 | 0
VIC | Peaking Gas+Liquids | 0 | 0 | 0 | 0 | 0 | 0 | 0 | 0 | 0 | 0 | 0 | 0 | 7771.8584 | 0 | 0 | 0 | 0 | 0 | 20115.3982 | 0 | 0
VIC | Hydro | 0 | 0 | 0 | 0 | 0 | 0 | 0 | 0 | 0 | 0 | 0 | 0 | 0 | 0 | 0 | 0 | 0 | 0 | 0 | 0 | 0
VIC | Dispatchable Storage | 0 | 0 | 0 | 0 | 0 | 0 | 0 | 0 | 0 | 0 | 0 | 0 | 0 | 0 | 0 | 0 | 0 | 0 | 0 | 0 | 0
VIC | Wind | 0 | 0 | 0 | 0 | 0 | 0 | 0 | 0 | 0 | 0 | 0 | 0 | 573.3746 | 0 | 0 | 0 | 733.9195 | 4586.9969 | 2096.9129 | 3148.6458 | 0
VIC | Solar | 0 | 0 | 0 | 0 | 0 | 0 | 0 | 0 | 0 | 0 | 0 | 0 | 0 | 0 | 0 | 0 | 0 | 0 | 0 | 0 | 0
Total |  | 0 | 0 | 0 | 0 | 113784.0708 | 177178.0531 | 182054.5133 | 60955.7522 | 60955.7522 | 0 | 0 | 0 | 8345.233 | 0 | 0 | 188556.4602 | 733.9195 | 4586.9969 | 88247.7093 | 3148.6458 | 0
Region | Technology | 2022 | 2023 | 2024 | 2025 | 2026 | 2027 | 2028 | 2029 | 2030 | 2031 | 2032 | 2033 | 2034 | 2035 | 2036 | 2037 | 2038 | 2039 | 2040 | 2041 | 2042
SA | Black Coal | 0 | 0 | 0 | 0 | 0 | 0 | 0 | 0 | 0 | 0 | 0 | 0 | 0 | 0 | 0 | 0 | 0 | 0 | 0 | 0 | 0
SA | Brown Coal | 0 | 0 | 0 | 0 | 0 | 0 | 0 | 0 | 0 | 0 | 0 | 0 | 0 | 0 | 0 | 0 | 0 | 0 | 0 | 0 | 0
SA | CCGT | 0 | 31696.9912 | 23772.7434 | 0 | 0 | 0 | 0 | 0 | 0 | 0 | 0 | 0 | 0 | 0 | 105656.6372 | 0 | 69865.4513 | 0 | 0 | 0 | 0
SA | Peaking Gas+Liquids | 0 | 0 | 0 | 0 | 0 | 0 | 0 | 0 | 0 | 17486.6814 | 0 | 10713.2782 | 0 | 0 | 3657.3451 | 0 | 0 | 0 | 0 | 0 | 0
SA | Hydro | 0 | 0 | 0 | 0 | 0 | 0 | 0 | 0 | 0 | 0 | 0 | 0 | 0 | 0 | 0 | 0 | 0 | 0 | 0 | 0 | 0
SA | Dispatchable Storage | 0 | 0 | 0 | 0 | 0 | 0 | 0 | 0 | 0 | 0 | 0 | 0 | 0 | 0 | 0 | 0 | 0 | 0 | 0 | 0 | 0
SA | Wind | 0 | 0 | 0 | 0 | 0 | 0 | 0 | 0 | 991.119 | 502.3854 | 0 | 0 | 2470.4255 | 0 | 1658.9639 | 2782.7781 | 720.8138 | 1736.506 | 3568.0283 | 425.9354 | 0
SA | Solar | 0 | 0 | 0 | 0 | 0 | 0 | 0 | 0 | 0 | 0 | 0 | 0 | 0 | 0 | 0 | 0 | 0 | 0 | 0 | 0 | 0
Total |  | 0 | 31696.9912 | 23772.7434 | 0 | 0 | 0 | 0 | 0 | 991.119 | 17989.0668 | 0 | 10713.2782 | 2470.4255 | 0 | 110972.9462 | 2782.7781 | 70586.2651 | 1736.506 | 3568.0283 | 425.9354 | 0
Region | Technology | 2022 | 2023 | 2024 | 2025 | 2026 | 2027 | 2028 | 2029 | 2030 | 2031 | 2032 | 2033 | 2034 | 2035 | 2036 | 2037 | 2038 | 2039 | 2040 | 2041 | 2042
TAS | Black Coal | 0 | 0 | 0 | 0 | 0 | 0 | 0 | 0 | 0 | 0 | 0 | 0 | 0 | 0 | 0 | 0 | 0 | 0 | 0 | 0 | 0
TAS | Brown Coal | 0 | 0 | 0 | 0 | 0 | 0 | 0 | 0 | 0 | 0 | 0 | 0 | 0 | 0 | 0 | 0 | 0 | 0 | 0 | 0 | 0
TAS | CCGT | 0 | 0 | 0 | 0 | 0 | 0 | 0 | 0 | 0 | 0 | 0 | 0 | 0 | 0 | 0 | 0 | 0 | 0 | 0 | 0 | 0
TAS | Peaking Gas+Liquids | 0 | 0 | 0 | 0 | 0 | 0 | 0 | 0 | 0 | 0 | 0 | 0 | 0 | 0 | 0 | 0 | 0 | 0 | 0 | 5486.0177 | 0
TAS | Hydro | 0 | 0 | 0 | 0 | 0 | 0 | 0 | 0 | 0 | 0 | 0 | 0 | 0 | 0 | 0 | 0 | 0 | 0 | 0 | 0 | 0
TAS | Dispatchable Storage | 0 | 0 | 0 | 0 | 0 | 0 | 0 | 0 | 0 | 0 | 0 | 0 | 0 | 0 | 0 | 0 | 0 | 0 | 0 | 0 | 0
TAS | Wind | 0 | 0 | 0 | 0 | 0 | 0 | 0 | 0 | 0 | 0 | 0 | 0 | 0 | 0 | 0 | 0 | 0 | 0 | 0 | 0 | 0
TAS | Solar | 0 | 0 | 0 | 0 | 0 | 0 | 0 | 0 | 0 | 0 | 0 | 0 | 0 | 0 | 0 | 0 | 0 | 0 | 0 | 0 | 0
Total |  | 0 | 0 | 0 | 0 | 0 | 0 | 0 | 0 | 0 | 0 | 0 | 0 | 0 | 0 | 0 | 0 | 0 | 0 | 0 | 5486.0177 | 0

## DSPCost_1
DSP and USE cost by region ($000s) - Step Change (Counterfactual)
Real June 2019 dollars. Years are financial year ending. Some rounding errors may be present.
Region | Aggregation | 2022 | 2023 | 2024 | 2025 | 2026 | 2027 | 2028 | 2029 | 2030 | 2031 | 2032 | 2033 | 2034 | 2035 | 2036 | 2037 | 2038 | 2039 | 2040 | 2041 | 2042
NSW | DSP + USE | 0 | 0 | 0 | 19018.8097 | 0 | 21776.6967 | 0 | 27054.2449 | 30312.4579 | 0 | 42444.5007 | 52921.7734 | 32676.1284 | 38356.6276 | 0 | 49010.8738 | 0 | 54180.0796 | 90568.7112 | 24578.0635 | 48642.4578
QLD | DSP + USE | 0 | 0 | 0 | 0 | 0 | 0 | 25084.1818 | 0 | 0 | 0 | 0 | 0 | 0 | 0 | 0 | 0 | 0 | 0 | 0 | 0 | 0
VIC | DSP + USE | 0 | 0 | 0 | 0 | 0 | 0 | 0 | 0 | 0 | 0 | 0 | 0 | 0 | 0 | 0 | 0 | 0 | 0 | 0 | 0 | 0
SA | DSP + USE | 0 | 0 | 0 | 0 | 0 | 0 | 0 | 0 | 0 | 0 | 0 | 0 | 0 | 0 | 0 | 0 | 0 | 0 | 0 | 0 | 0
TAS | DSP + USE | 0 | 0 | 0 | 0 | 0 | 0 | 0 | 0 | 0 | 0 | 0 | 0 | 0 | 0 | 0 | 0 | 0 | 0 | 0 | 0 | 0
NEM | Total | 0 | 0 | 0 | 19018.8097 | 0 | 21776.6967 | 25084.1818 | 27054.2449 | 30312.4579 | 0 | 42444.5007 | 52921.7734 | 32676.1284 | 38356.6276 | 0 | 49010.8738 | 0 | 54180.0796 | 90568.7112 | 24578.0635 | 48642.4578
*DSP may include unserved energy below the current reliability standard

## DSPCost_2
DSP and USE cost by region ($000s) - Step Change (DP7)
Real June 2019 dollars. Years are financial year ending. Some rounding errors may be present.
Region | Aggregation | 2022 | 2023 | 2024 | 2025 | 2026 | 2027 | 2028 | 2029 | 2030 | 2031 | 2032 | 2033 | 2034 | 2035 | 2036 | 2037 | 2038 | 2039 | 2040 | 2041 | 2042
NSW | DSP + USE | 0 | 0 | 14326.1509 | 27134.4514 | 0 | 0 | 0 | 0 | 0 | 0 | 0 | 0 | 32676.1284 | 0 | 0 | 0 | 0 | 0 | 0 | 4317.7433 | 0
QLD | DSP + USE | 0 | 0 | 0 | 577.1348 | 0 | 0 | 0 | 10001.6617 | 6117.4672 | 0 | 0 | 0 | 13994.8513 | 0 | 1447.9842 | 0 | 0 | 0 | 0 | 0 | 0
VIC | DSP + USE | 0 | 0 | 0 | 0 | 0 | 0 | 0 | 15490.4247 | 0 | 0 | 0 | 0 | 0 | 0 | 0 | 0 | 35848.4914 | 0 | 0 | 31419.9377 | 0
SA | DSP + USE | 0 | 0 | 0 | 0 | 0 | 0 | 0 | 0 | 0 | 0 | 0 | 0 | 0 | 0 | 0 | 0 | 26159.0466 | 0 | 0 | 3337.3069 | 0
TAS | DSP + USE | 0 | 0 | 0 | 0 | 0 | 0 | 0 | 0 | 0 | 0 | 0 | 0 | 0 | 0 | 0 | 0 | 0 | 0 | 0 | 0 | 0
NEM | Total | 0 | 0 | 14326.1509 | 27711.5862 | 0 | 0 | 0 | 25492.0864 | 6117.4672 | 0 | 0 | 0 | 46670.9796 | 0 | 1447.9842 | 0 | 62007.538 | 0 | 0 | 39074.9879 | 0
*DSP may include unserved energy below the current reliability standard

## REZTxCost_1
REZ transmission expansion cost by region ($000s) - Step Change (Counterfactual)
Real June 2019 dollars. Years are financial year ending. As with the total capital costs, the REZ transmission expansion costs are annualised for modelling purposes. Some rounding errors may be present.
Region | Aggregation | 2022 | 2023 | 2024 | 2025 | 2026 | 2027 | 2028 | 2029 | 2030 | 2031 | 2032 | 2033 | 2034 | 2035 | 2036 | 2037 | 2038 | 2039 | 2040 | 2041 | 2042
NSW | REZ Transmission | 0 | 0 | 0 | 0 | 0 | 0 | 0 | 0 | 0 | 0 | 0 | 0 | 0 | 0 | 0 | 0 | 0 | 0 | 0 | 0 | 0
QLD | REZ Transmission | 0 | 0 | 0 | 0 | 0 | 0 | 0 | 0 | 0 | 0 | 0 | 0 | 0 | 0 | 0 | 0 | 0 | 0 | 0 | 0 | 0
VIC | REZ Transmission | 0 | 0 | 0 | 0 | 0 | 0 | 0 | 0 | 0 | 0 | 0 | 0 | 0 | 0 | 0 | 0 | 0 | 0 | 0 | 0 | 0
SA | REZ Transmission | 0 | 0 | 0 | 0 | 0 | 0 | 0 | 0 | 0 | 0 | 0 | 0 | 0 | 0 | 0 | 0 | 0 | 0 | 0 | 0 | 0
TAS | REZ Transmission | 0 | 0 | 0 | 0 | 0 | 0 | 0 | 0 | 0 | 0 | 0 | 0 | 0 | 0 | 0 | 0 | 0 | 0 | 0 | 0 | 0
NEM | Total | 0 | 0 | 0 | 0 | 0 | 0 | 0 | 0 | 0 | 0 | 0 | 0 | 0 | 0 | 0 | 0 | 0 | 0 | 0 | 0 | 0

## REZTxCost_2
REZ transmission expansion cost by region ($000s) - Step Change (DP7)
Real June 2019 dollars. Years are financial year ending. As with the total capital costs, the REZ transmission expansion costs are annualised for modelling purposes. Some rounding errors may be present.
Region | Aggregation | 2022 | 2023 | 2024 | 2025 | 2026 | 2027 | 2028 | 2029 | 2030 | 2031 | 2032 | 2033 | 2034 | 2035 | 2036 | 2037 | 2038 | 2039 | 2040 | 2041 | 2042
NSW | REZ Transmission | 0 | 419.475 | 419.475 | 419.475 | 419.475 | 419.475 | 419.475 | 419.475 | 419.475 | 33782.1301 | 114640.9526 | 122104.3001 | 147981.624 | 152017.7036 | 218713.3021 | 218713.3021 | 268054.758 | 268054.758 | 268054.758 | 297484.6928 | 297484.6928
QLD | REZ Transmission | 0 | 0 | 0 | 0 | 0 | 0 | 0 | 1014.6251 | 1014.6251 | 36425.9845 | 38145.7672 | 94779.8421 | 114442.1655 | 118394.4114 | 236143.4584 | 240119.2353 | 322137.6634 | 323642.79 | 326694.2826 | 335063.8933 | 335063.8933
VIC | REZ Transmission | 0 | 0 | 0 | 0 | 0 | 0 | 4113.25 | 4113.25 | 4113.25 | 5450.6121 | 5450.6121 | 11708.1923 | 20156.5548 | 20156.5548 | 10935.1125 | 18894.9456 | 18894.9456 | 18894.9456 | 27032.4731 | 34562.7906 | 34562.7906
SA | REZ Transmission | 0 | 0 | 0 | 0 | 0 | 0 | 0 | 4.1102e-07 | 4.1102e-07 | 4279.1915 | 5169.6389 | 5169.6389 | 5169.6389 | 5169.6389 | 24042.9598 | 27408.1802 | 43117.248 | 43117.248 | 51578.0456 | 58528.6678 | 58528.6678
TAS | REZ Transmission | 0 | 0 | 0 | 0 | 0 | 778.088 | 5487.3785 | 0 | 2326.5939 | 19643.6292 | 9103.3692 | 19810.014 | 19810.014 | 19810.014 | 19810.014 | 19810.014 | 19810.014 | 19810.014 | 19810.014 | 19810.014 | 19810.014
NEM | Total | 0 | 419.475 | 419.475 | 419.475 | 419.475 | 1197.563 | 10020.1035 | 5547.3501 | 7873.944 | 99581.5475 | 172510.3399 | 253571.9874 | 307559.9971 | 315548.3226 | 509644.8467 | 524945.6771 | 672014.6289 | 673519.7556 | 693169.5733 | 745450.0585 | 745450.0585

## ICTxCost_1
Interconnector cost by link ($000s) - Step Change (Counterfactual)
Real June 2019 dollars. Years are financial year ending. As with the total capital costs, the interconnector transmission expansion costs are annualised for modelling purposes. For the second table, interconnector cost has been split between regions according to loss allocations. Some rounding errors may be present.
Region | Aggregation | 2022 | 2023 | 2024 | 2025 | 2026 | 2027 | 2028 | 2029 | 2030 | 2031 | 2032 | 2033 | 2034 | 2035 | 2036 | 2037 | 2038 | 2039 | 2040 | 2041 | 2042
NEM | QNI Option 1A | 0 | 16180.9745 | 16180.9745 | 16180.9745 | 16180.9745 | 16180.9745 | 16180.9745 | 16180.9745 | 16180.9745 | 16180.9745 | 16180.9745 | 16180.9745 | 16180.9745 | 16180.9745 | 16180.9745 | 16180.9745 | 16180.9745 | 16180.9745 | 16180.9745 | 16180.9745 | 16180.9745
NEM | VNI Option 1 | 0 | 0 | 0 | 0 | 0 | 0 | 0 | 0 | 0 | 0 | 0 | 0 | 0 | 0 | 0 | 0 | 0 | 0 | 0 | 0 | 0
NEM | EnergyConnect | 0 | 0 | 0 | 0 | 0 | 0 | 0 | 0 | 0 | 0 | 0 | 0 | 0 | 0 | 0 | 0 | 0 | 0 | 0 | 0 | 0
NEM | Humelink | 0 | 0 | 0 | 0 | 0 | 0 | 0 | 0 | 0 | 0 | 0 | 0 | 0 | 0 | 0 | 0 | 0 | 0 | 0 | 0 | 0
NEM | QNI Option 2E | 0 | 0 | 0 | 0 | 0 | 0 | 0 | 0 | 0 | 0 | 0 | 0 | 0 | 0 | 0 | 0 | 0 | 0 | 0 | 0 | 0
NEM | QNI Option 3E | 0 | 0 | 0 | 0 | 0 | 0 | 0 | 0 | 0 | 0 | 0 | 0 | 0 | 0 | 0 | 0 | 0 | 0 | 0 | 0 | 0
NEM | VNI Option 6 | 0 | 0 | 0 | 0 | 0 | 0 | 0 | 0 | 0 | 0 | 0 | 0 | 0 | 0 | 0 | 0 | 0 | 0 | 0 | 0 | 0
NEM | VNI Option 7 | 0 | 0 | 0 | 0 | 0 | 0 | 0 | 0 | 0 | 0 | 0 | 0 | 0 | 0 | 0 | 0 | 0 | 0 | 0 | 0 | 0
NEM | VIC-TAS Option 3 | 0 | 0 | 0 | 0 | 0 | 0 | 0 | 0 | 0 | 0 | 0 | 0 | 0 | 0 | 0 | 0 | 0 | 0 | 0 | 0 | 0
NEM | VIC-TAS Option 4 | 0 | 0 | 0 | 0 | 0 | 0 | 0 | 0 | 0 | 0 | 0 | 0 | 0 | 0 | 0 | 0 | 0 | 0 | 0 | 0 | 0
Total |  | 0 | 16180.9745 | 16180.9745 | 16180.9745 | 16180.9745 | 16180.9745 | 16180.9745 | 16180.9745 | 16180.9745 | 16180.9745 | 16180.9745 | 16180.9745 | 16180.9745 | 16180.9745 | 16180.9745 | 16180.9745 | 16180.9745 | 16180.9745 | 16180.9745 | 16180.9745 | 16180.9745
Region | Aggregation | 2022 | 2023 | 2024 | 2025 | 2026 | 2027 | 2028 | 2029 | 2030 | 2031 | 2032 | 2033 | 2034 | 2035 | 2036 | 2037 | 2038 | 2039 | 2040 | 2041 | 2042
NSW | IC Transmission | 0 | 9061.3457 | 9061.3457 | 9061.3457 | 9061.3457 | 9061.3457 | 9061.3457 | 9061.3457 | 9061.3457 | 9061.3457 | 9061.3457 | 9061.3457 | 9061.3457 | 9061.3457 | 9061.3457 | 9061.3457 | 9061.3457 | 9061.3457 | 9061.3457 | 9061.3457 | 9061.3457
QLD | IC Transmission | 0 | 7119.6288 | 7119.6288 | 7119.6288 | 7119.6288 | 7119.6288 | 7119.6288 | 7119.6288 | 7119.6288 | 7119.6288 | 7119.6288 | 7119.6288 | 7119.6288 | 7119.6288 | 7119.6288 | 7119.6288 | 7119.6288 | 7119.6288 | 7119.6288 | 7119.6288 | 7119.6288
VIC | IC Transmission | 0 | 0 | 0 | 0 | 0 | 0 | 0 | 0 | 0 | 0 | 0 | 0 | 0 | 0 | 0 | 0 | 0 | 0 | 0 | 0 | 0
SA | IC Transmission | 0 | 0 | 0 | 0 | 0 | 0 | 0 | 0 | 0 | 0 | 0 | 0 | 0 | 0 | 0 | 0 | 0 | 0 | 0 | 0 | 0
TAS | IC Transmission | 0 | 0 | 0 | 0 | 0 | 0 | 0 | 0 | 0 | 0 | 0 | 0 | 0 | 0 | 0 | 0 | 0 | 0 | 0 | 0 | 0
Total |  | 0 | 16180.9745 | 16180.9745 | 16180.9745 | 16180.9745 | 16180.9745 | 16180.9745 | 16180.9745 | 16180.9745 | 16180.9745 | 16180.9745 | 16180.9745 | 16180.9745 | 16180.9745 | 16180.9745 | 16180.9745 | 16180.9745 | 16180.9745 | 16180.9745 | 16180.9745 | 16180.9745

## ICTxCost_2
Interconnector cost by link ($000s) - Step Change (DP7)
Real June 2019 dollars. Years are financial year ending. As with the total capital costs, the interconnector transmission expansion costs are annualised for modelling purposes. For the second table, interconnector cost has been split between regions according to loss allocations. Early works (NPV) represents the net present value of the cost of early works on interconnectors, as detailed in the 2020 ISP report. Some rounding errors may be present.
Region | Aggregation | Early works (NPV) | 2022 | 2023 | 2024 | 2025 | 2026 | 2027 | 2028 | 2029 | 2030 | 2031 | 2032 | 2033 | 2034 | 2035 | 2036 | 2037 | 2038 | 2039 | 2040 | 2041 | 2042
NEM | QNI Option 1A | 0 | 0 | 16180.9745 | 16180.9745 | 16180.9745 | 16180.9745 | 16180.9745 | 16180.9745 | 16180.9745 | 16180.9745 | 16180.9745 | 16180.9745 | 16180.9745 | 16180.9745 | 16180.9745 | 16180.9745 | 16180.9745 | 16180.9745 | 16180.9745 | 16180.9745 | 16180.9745 | 16180.9745
NEM | VNI Option 1 | 0 | 0 | 7618.8445 | 7618.8445 | 7618.8445 | 7618.8445 | 7618.8445 | 7618.8445 | 7618.8445 | 7618.8445 | 7618.8445 | 7618.8445 | 7618.8445 | 7618.8445 | 7618.8445 | 7618.8445 | 7618.8445 | 7618.8445 | 7618.8445 | 7618.8445 | 7618.8445 | 7618.8445
NEM | EnergyConnect | 0 | 0 | 0 | 0 | 129495.243 | 129495.243 | 129495.243 | 129495.243 | 129495.243 | 129495.243 | 129495.243 | 129495.243 | 129495.243 | 129495.243 | 129495.243 | 129495.243 | 129495.243 | 129495.243 | 129495.243 | 129495.243 | 129495.243 | 129495.243
NEM | Humelink | 0 | 0 | 0 | 0 | 0 | 152376.8896 | 152376.8896 | 152376.8896 | 152376.8896 | 152376.8896 | 152376.8896 | 152376.8896 | 152376.8896 | 152376.8896 | 152376.8896 | 152376.8896 | 152376.8896 | 152376.8896 | 152376.8896 | 152376.8896 | 152376.8896 | 152376.8896
NEM | QNI Option 2E | 0 | 0 | 0 | 0 | 0 | 0 | 0 | 0 | 0 | 0 | 0 | 0 | 153465.296 | 153465.296 | 153465.296 | 153465.296 | 153465.296 | 153465.296 | 153465.296 | 153465.296 | 153465.296 | 153465.296
NEM | QNI Option 3E | 0 | 0 | 0 | 0 | 0 | 0 | 0 | 0 | 0 | 0 | 0 | 0 | 0 | 0 | 0 | 83081.6851 | 83081.6851 | 83081.6851 | 83081.6851 | 83081.6851 | 83081.6851 | 83081.6851
NEM | VNI Option 6 | 52100.8889 | 0 | 0 | 0 | 0 | 0 | 0 | 0 | 0 | 0 | 0 | 0 | 0 | 0 | 0 | 125529.5329 | 125529.5329 | 125529.5329 | 125529.5329 | 125529.5329 | 125529.5329 | 125529.5329
NEM | VNI Option 7 | 0 | 0 | 0 | 0 | 0 | 0 | 0 | 0 | 0 | 0 | 0 | 0 | 0 | 0 | 0 | 0 | 0 | 0 | 0 | 0 | 0 | 0
NEM | VIC-TAS Option 3 | 0 | 0 | 0 | 0 | 0 | 0 | 0 | 0 | 133873.9816 | 133873.9816 | 133873.9816 | 133873.9816 | 133873.9816 | 133873.9816 | 133873.9816 | 133873.9816 | 133873.9816 | 133873.9816 | 133873.9816 | 133873.9816 | 133873.9816 | 133873.9816
NEM | VIC-TAS Option 4 | 0 | 0 | 0 | 0 | 0 | 0 | 0 | 0 | 0 | 0 | 0 | 95054.155 | 95054.155 | 95054.155 | 95054.155 | 95054.155 | 95054.155 | 95054.155 | 95054.155 | 95054.155 | 95054.155 | 95054.155
Total |  | 52100.8889 | 0 | 23799.819 | 23799.819 | 153295.062 | 305671.9516 | 305671.9516 | 305671.9516 | 439545.9332 | 439545.9332 | 439545.9332 | 534600.0882 | 688065.3842 | 688065.3842 | 688065.3842 | 896676.6022 | 896676.6022 | 896676.6022 | 896676.6022 | 896676.6022 | 896676.6022 | 896676.6022
Region | Aggregation | Early works (NPV) | 2022 | 2023 | 2024 | 2025 | 2026 | 2027 | 2028 | 2029 | 2030 | 2031 | 2032 | 2033 | 2034 | 2035 | 2036 | 2037 | 2038 | 2039 | 2040 | 2041 | 2042
NSW | IC Transmission | 18235.3111 | 0 | 12566.0142 | 12566.0142 | 82493.4454 | 149539.2768 | 149539.2768 | 149539.2768 | 149539.2768 | 149539.2768 | 149539.2768 | 149539.2768 | 237014.4956 | 237014.4956 | 237014.4956 | 321659.8578 | 321659.8578 | 321659.8578 | 321659.8578 | 321659.8578 | 321659.8578 | 321659.8578
QLD | IC Transmission | 0 | 0 | 7119.6288 | 7119.6288 | 7119.6288 | 7119.6288 | 7119.6288 | 7119.6288 | 7119.6288 | 7119.6288 | 7119.6288 | 7119.6288 | 73109.706 | 73109.706 | 73109.706 | 115481.3654 | 115481.3654 | 115481.3654 | 115481.3654 | 115481.3654 | 115481.3654 | 115481.3654
VIC | IC Transmission | 33865.5778 | 0 | 4114.176 | 4114.176 | 4114.176 | 89445.2342 | 89445.2342 | 89445.2342 | 156382.225 | 156382.225 | 156382.225 | 203909.3025 | 203909.3025 | 203909.3025 | 203909.3025 | 285503.4989 | 285503.4989 | 285503.4989 | 285503.4989 | 285503.4989 | 285503.4989 | 285503.4989
SA | IC Transmission | 0 | 0 | 0 | 0 | 59567.8118 | 59567.8118 | 59567.8118 | 59567.8118 | 59567.8118 | 59567.8118 | 59567.8118 | 59567.8118 | 59567.8118 | 59567.8118 | 59567.8118 | 59567.8118 | 59567.8118 | 59567.8118 | 59567.8118 | 59567.8118 | 59567.8118 | 59567.8118
TAS | IC Transmission | 0 | 0 | 0 | 0 | 0 | 0 | 0 | 0 | 66936.9908 | 66936.9908 | 66936.9908 | 114464.0683 | 114464.0683 | 114464.0683 | 114464.0683 | 114464.0683 | 114464.0683 | 114464.0683 | 114464.0683 | 114464.0683 | 114464.0683 | 114464.0683
Total |  | 52100.8889 | 0 | 23799.819 | 23799.819 | 153295.062 | 305671.9516 | 305671.9516 | 305671.9516 | 439545.9332 | 439545.9332 | 439545.9332 | 534600.0882 | 688065.3842 | 688065.3842 | 688065.3842 | 896676.6022 | 896676.6022 | 896676.6022 | 896676.6022 | 896676.6022 | 896676.6022 | 896676.6022