## Disclaimer
Disclaimer
This generation outcomes workbook contains data provided by or collected from third parties,
and conclusions, opinions, assumptions or forecasts that are based on that data.
AEMO has made every effort to ensure the quality of the information in this workbook but cannot guarantee
that the information, forecasts and assumptions in it are accurate, complete or appropriate for your
circumstances. This generation outcomes workbook does not include all of the information that an investor,
participant or potential participant in the electricity or gas market might require, and does not amount to a
recommendation of any investment.
Anyone proposing to use the information in this workbook should independently verify and check its
accuracy, completeness and suitability for purpose, and obtain independent and specific advice from
appropriate experts.
This dataset or the information in it may be subsequently updated or amended. This work does
not constitute legal or business advice, and should not be relied on as a substitute for obtaining detailed
legal advice about the National Electricity Law, the National Electricity Rules, or any other applicable
laws, procedures or policies.
Accordingly, to the maximum extent permitted by law, AEMO and its officers, employees and
consultants involved in the preparation of this document:
• make no representation or warranty, express or implied, as to the currency, accuracy, reliability or
completeness of the information in this workbook; and
• are not liable (whether by reason of negligence or otherwise) for any statements, opinions,
information or other matters contained in or derived from this publication, or any omissions from it,
or in respect of a person’s use of the information in this workbook.

## Index
2020 ISP Comparison Workbook
Version History
Version Number | Description
v1.0 | Initial release
About
This workbook presents the data and comparison for the below cases for the 2020 ISP. For a complete description of the scenarios and sensitivities, please see the 2020 ISP report.
Case 1 | Step Change (Counterfactual)
Case 2 | Step Change (DP8)
Index Table
Tab Name | Content Description
Summary_1 | Summary (calculated) of Case 1
Summary_2 | Summary (calculated) of Case 2
Comparison 1 vs 2 | Summary (calculated) of the comparison of Case 1 versus Case 2
Capacity_1 | Installed capacity by technology (for each case)
Capacity_2
Retirements_1 | Coal retirement data (for each case)
Retirements_2
Generation_1 | Annual as-generated generation by technology (for each case)
Generation_2
StorageCapacity_1 | Installed capacity of storage (for each case)
StorageCapacity_2
StorageGeneration_1 | Generation of storage (for each case)
StorageGeneration_2
DispatchableCapacity_1 | Dispatchable capacity built (for each case)
DispatchableCapacity_2
REZCapacity_1 | Installed capacity by REZ and technology (for each case)
REZCapacity_2
REZGeneration_1 | Annual as-generated generation by REZ and technology (for each case)
REZGeneration_2
VOMCost_1 | Additional cost for running units by technology (for each case)
VOMCost_2
FOMCost_1 | Annual fixed cost for keeping plants in service by technology (for each case)
FOMCost_2
FuelCost_1 | Fuel costs by technology (for each case)
FuelCost_2
BuildCost_1 | New generation build cost by technology (for each case)
BuildCost_2
RehabCost_1 | Rehabilitation cost by technology (for each case)
RehabCost_2
DSPCost_1 | DSP and USE cost by region (for each case)
DSPCost_2
REZTxCost_1 | REZ transmission expansion cost by region (for each case)
REZTxCost_2
ICTxCost_1 | Interconnector cost by augmentation and by region (for each case)
ICTxCost_2

## Summary_1
Case 1 Summary - Step Change (Counterfactual)
Notes
1. The discount rate used for calculation is 5.9%
NEM discounted total system costs by year
Select region | NEM
|  | Real June 2019 dollars ($m) | NPV | 2021-22 | 2022-23 | 2023-24 | 2024-25 | 2025-26 | 2026-27 | 2027-28 | 2028-29 | 2029-30 | 2030-31 | 2031-32 | 2032-33 | 2033-34 | 2034-35 | 2035-36 | 2036-37 | 2037-38 | 2038-39 | 2039-40 | 2040-41 | 2041-42
|  | Capex | 49140.5234 | 847.7967 | 1073.6736 | 1296.7977 | 1971.9705 | 2283.4807 | 3979.2684 | 4103.571 | 6028.6509 | 6090.8829 | 6209.2068 | 6322.1647 | 7014.7521 | 7132.8973 | 7266.8342 | 7431.4616 | 7356.958 | 7514.9782 | 7531.3985 | 7560.9503 | 7662.3559 | 7816.6149
|  | FOM | 35048.0738 | 3878.1359 | 3677.5399 | 3028.6697 | 3343.2337 | 2867.8662 | 2744.913 | 2613.6858 | 2898.699 | 3059.9441 | 3644.6579 | 3178.5376 | 3505.7477 | 3265.5778 | 2949.0923 | 3290.3473 | 3426.7332 | 3902.798 | 4010.2378 | 3713.0065 | 4613.7874 | 2962.1227
|  | Fuel | 35669.5273 | 2070.308 | 2045.2333 | 2003.9094 | 1767.1913 | 1668.0783 | 1619.4798 | 2126.4305 | 3207.0888 | 3554.6038 | 4025.7078 | 4281.1144 | 4788.6513 | 5072.3582 | 5061.5497 | 4603.6982 | 4478.3318 | 5804.092 | 5296.6988 | 5746.9594 | 6156.8079 | 6070.3593
|  | VOM | 7639.7439 | 728.7113 | 708.1649 | 688.1909 | 681.0737 | 640.7755 | 603.8868 | 614.3188 | 688.4627 | 700.7808 | 713.549 | 721.144 | 743.4873 | 774.8704 | 784.2304 | 759.0196 | 764.1095 | 828.0021 | 840.2503 | 868.1454 | 884.9531 | 874.6163
|  | REZ | 0 | 0 | 0 | 0 | 0 | 0 | 0 | 0 | 0 | 0 | 0 | 0 | 0 | 0 | 0 | 0 | 0 | 0 | 0 | 0 | 0 | 0
|  | DSP+USE | 228.4635 | 0 | 0 | 0 | 19.0188 | 0 | 21.7767 | 25.0842 | 27.0542 | 30.3125 | 0 | 42.4445 | 52.9218 | 32.6761 | 38.3566 | 0 | 49.0109 | 0 | 54.1801 | 90.5687 | 24.5781 | 48.6425
|  | Rehab | 2178.9891 | 0 | 112.9713 | 495.1639 | 379.5512 | 463.2637 | 1090.7016 | 0 | 167.8823 | 0 | 17.4867 | 117.035 | 244.7834 | 22.0549 | 5.3489 | 222.9457 | 0 | 152.4485 | 0 | 105.0897 | 5.486 | 0
|  | Interconnectors | 157.5471 | 0 | 16.181 | 16.181 | 16.181 | 16.181 | 16.181 | 16.181 | 16.181 | 16.181 | 16.181 | 16.181 | 16.181 | 16.181 | 16.181 | 16.181 | 16.181 | 16.181 | 16.181 | 16.181 | 16.181 | 16.181
|  | NPV and annual costs | 130062.8682 | 7524.9518 | 7633.7641 | 7528.9126 | 8178.2203 | 7939.6454 | 10076.2073 | 9499.2713 | 13034.0189 | 13452.7049 | 14626.7891 | 14678.6212 | 16366.5245 | 16316.6158 | 16121.5932 | 16323.6534 | 16091.3243 | 18218.4999 | 17748.9465 | 18100.901 | 19364.1494 | 17788.5366
*Net present value as at 1 July 2019
Note: DSP may include unserved energy below the current reliability standard
NEM capacity by year
Select region | NEM
|  | Capacity (MW) | 2021-22 | 2022-23 | 2023-24 | 2024-25 | 2025-26 | 2026-27 | 2027-28 | 2028-29 | 2029-30 | 2030-31 | 2031-32 | 2032-33 | 2033-34 | 2034-35 | 2035-36 | 2036-37 | 2037-38 | 2038-39 | 2039-40 | 2040-41 | 2041-42
|  | Black Coal | 18336 | 17861 | 14986 | 12651 | 11251 | 7911 | 7911 | 7191 | 7191 | 7191 | 6471 | 5031 | 5031 | 5031 | 4346 | 4346 | 3896 | 3896 | 3896 | 3896 | 3896
|  | Brown Coal | 4820 | 4820 | 4820 | 4820 | 3370 | 0 | 0 | 0 | 0 | 0 | 0 | 0 | 0 | 0 | 0 | 0 | 0 | 0 | 0 | 0 | 0
|  | CCGT | 4285.9 | 4045.9 | 3865.9 | 3865.9 | 3865.9 | 3865.9 | 3865.9 | 3480.9 | 3480.9 | 3480.9 | 3480.9 | 3480.9 | 3480.9 | 3480.9 | 2680.9 | 2680.9 | 2151.9 | 2151.9 | 1508.5 | 1508.5 | 1508.5
|  | Peaking Gas+Liquids | 6812.873 | 6812.873 | 6812.873 | 7876.9121 | 7876.9121 | 8887.7638 | 8887.7638 | 8967.4132 | 9205.1324 | 9082.5924 | 10061.4399 | 10551.0916 | 10816.3172 | 11605.5423 | 11475.5423 | 11475.5423 | 12269.7463 | 12414.4181 | 12235.1801 | 13019.8656 | 14376.8584
|  | Hydro | 6906.5 | 6906.5 | 6906.5 | 6906.5 | 6906.5 | 6906.5 | 6906.5 | 6906.5 | 6906.5 | 6906.5 | 6906.5 | 6906.5 | 6906.5 | 6906.5 | 6906.5 | 6906.5 | 6820.1 | 6820.1 | 6820.1 | 6820.1 | 6820.1
|  | Dispatchable Storage | 1681.8163 | 1845.1661 | 2456.8243 | 5405.332 | 6314.1031 | 10335.642 | 10619.2539 | 13996.9014 | 14352.6051 | 14476.9074 | 14616.5313 | 15043.837 | 15247.5303 | 15533.5499 | 15707.2517 | 16034.5963 | 16866.031 | 17064.3378 | 17273.5515 | 17439.856 | 17610.1447
|  | Behind the Meter Storage | 581.8163 | 1022.7382 | 1311.3654 | 1764.7932 | 1764.2315 | 1834.2078 | 1997.161 | 2177.4622 | 2380.6669 | 2578.7275 | 2775.2144 | 2975.2041 | 3187.8931 | 3425.1228 | 3694.4815 | 3988.3553 | 4296.4601 | 4634.2732 | 5000.7604 | 5340.5725 | 5701.7682
|  | Wind | 13922.3598 | 15132.5349 | 16266.5196 | 19988.7397 | 20750.2141 | 26380.9608 | 27161.0433 | 29715.8783 | 29715.8783 | 29919.5984 | 29919.5984 | 31161.0433 | 31075.5433 | 31075.5433 | 32445.5433 | 32445.5433 | 32445.5433 | 32445.5433 | 32445.5433 | 32445.5433 | 32445.5433
|  | Solar | 6491.2967 | 7046.0939 | 7818.9127 | 8061.2751 | 9460.0017 | 13808.9714 | 13808.9714 | 13808.9714 | 13808.9714 | 13808.9714 | 13808.9714 | 13808.9714 | 13808.9714 | 13808.9714 | 13808.9714 | 13808.9714 | 13808.9714 | 13808.9714 | 13808.9714 | 13808.9714 | 13808.9714
|  | Distributed PV | 14730.4729 | 16558.5972 | 17930.3101 | 19860.7556 | 20991.2921 | 21631.54 | 22450.9994 | 23650.2571 | 24434.2355 | 25096.21 | 26502.9945 | 27079.6092 | 27889.7084 | 28605.7143 | 30690.4757 | 31679.593 | 32565.805 | 33158.1617 | 33713.2868 | 35085.0169 | 36570.6147
|  | Dispatchable Capacity | 43372.0089 | 42909.4344 | 40552.5361 | 42318.822 | 40460.7788 | 38872.3144 | 39242.7772 | 41690.8276 | 42377.6555 | 42472.5608 | 42968.151 | 42536.5794 | 43097.3658 | 44274.6917 | 42928.7897 | 43361.3661 | 44029.7799 | 44477.1562 | 43977.6244 | 45039.8087 | 46678.1297
|  | DSP | 528.9196 | 617.9953 | 704.4388 | 793.1779 | 876.3636 | 965.5087 | 1052.3596 | 1148.1129 | 1241.518 | 1334.661 | 1431.7798 | 1523.2507 | 1615.1182 | 1717.1994 | 1812.5957 | 1917.8275 | 2026.0026 | 2130.4004 | 2244.2928 | 2355.4871 | 2466.5266
NEM generation by year
Select region | NEM
|  | As-generated generation (GWh) | 2021-22 | 2022-23 | 2023-24 | 2024-25 | 2025-26 | 2026-27 | 2027-28 | 2028-29 | 2029-30 | 2030-31 | 2031-32 | 2032-33 | 2033-34 | 2034-35 | 2035-36 | 2036-37 | 2037-38 | 2038-39 | 2039-40 | 2040-41 | 2041-42
|  | Black Coal | 82078.1656 | 79816.6393 | 73629.252 | 59415.4899 | 56828.0059 | 46215.0419 | 50024.8836 | 22431.686 | 21994.7307 | 21640.5757 | 20088.8551 | 16896.2984 | 16449.2972 | 16281.7705 | 14342.135 | 14173.9629 | 13186.1803 | 13046.2637 | 12927.0099 | 12972.1623 | 12961.1703
|  | Brown Coal | 24691.9289 | 25118.0973 | 25763.042 | 24344.8202 | 17430.0694 | 0 | 0 | 0 | 0 | 0 | 0 | 0 | 0 | 0 | 0 | 0 | 0 | 0 | 0 | 0 | 0
|  | CCGT | 3105.768 | 3103.9309 | 2960.9776 | 2906.7383 | 3155.9823 | 6951.805 | 9740.2235 | 13482.539 | 13681.1213 | 14105.2413 | 13670.6359 | 14127.5684 | 14348.8702 | 14445.0523 | 13162.3044 | 13188.61 | 13355.199 | 12673.3535 | 11331.1398 | 11325.0562 | 11343.7711
|  | Peaking Gas+Liquids | 89.1816 | 65.5379 | 92.2308 | 152.4292 | 228.8063 | 1022.5787 | 2458.7795 | 14003.7626 | 16137.4725 | 18538.1085 | 20034.9045 | 24089.6207 | 26293.0998 | 26525.3554 | 24802.2931 | 23997.2648 | 33363.7279 | 30514.7791 | 34584.1886 | 37368.298 | 36722.5831
|  | Hydro | 15926.3369 | 13633.3336 | 13210.266 | 15963.2665 | 13834.3514 | 13889.2506 | 9861.1377 | 14146.4202 | 13366.1685 | 11257.84 | 11274.8986 | 10797.0298 | 11371.0483 | 12285.2966 | 10061.3039 | 11443.6629 | 8587.3184 | 13621.1521 | 12943.1636 | 11133.8664 | 10966.8975
|  | Dispatchable Storage | 510.2514 | 768.2693 | 883.6983 | 1830.0672 | 3874.1772 | 10340.7276 | 11529.5165 | 11901.7391 | 11701.9673 | 12158.8103 | 11195.5112 | 11095.5824 | 10359.8633 | 10272.1807 | 10915.6405 | 11142.2691 | 10814.2512 | 10315.2288 | 9542.6698 | 9547.033 | 8977.0366
|  | Behind the Meter Storage | 367.965 | 637.2072 | 810.5549 | 1092.5123 | 1246.5347 | 1315.7584 | 1442.2905 | 1576.892 | 1723.4671 | 1882.8575 | 2043.7469 | 2194.0581 | 2342.1717 | 2506.9773 | 2680.3314 | 2925.0385 | 3165.2927 | 3408.0197 | 3651.2435 | 3935.9847 | 4226.0741
|  | Wind | 47133.8212 | 47466.2083 | 50347.3425 | 61330.5407 | 67154.4406 | 82269.4584 | 79746.1493 | 90515.9908 | 88977.6754 | 89215.3986 | 90305.925 | 90169.2938 | 90460.9678 | 91814.5878 | 99428.8398 | 100305.5244 | 95995.9572 | 99969.8168 | 98352.8018 | 97685.5846 | 98508.3902
|  | Solar | 16263.718 | 18232.0874 | 19634.0677 | 20094.6354 | 23672.5021 | 32708.9036 | 32990.7356 | 28974.1277 | 30195.7411 | 31166.8678 | 31657.5481 | 32794.673 | 31824.7104 | 31478.6481 | 32739.1584 | 32651.9265 | 32891.8094 | 29119.3655 | 30335.5063 | 31130.7886 | 31674.4604
|  | Distributed PV | 19217.9308 | 22211.2432 | 24559.7417 | 26894.848 | 29063.8612 | 30379.7965 | 31542.5551 | 32988.4635 | 34391.3033 | 35515.8746 | 37114.3041 | 38552.8367 | 39602.7698 | 40785.9313 | 42870.2805 | 45039.5106 | 46399.6476 | 47544.1817 | 48548.6791 | 49939.7492 | 51948.9584
Load (GWh)
|  | Dispatchable Storage Load | -937.7587 | -1381.1717 | -1456.6798 | -2889.5057 | -5252.1861 | -13385.2 | -15148.7884 | -15429.8998 | -15108.9989 | -15449.7203 | -14308.2396 | -14104.3137 | -13054.2623 | -12963.8329 | -13931.6373 | -14266.2241 | -13745.6094 | -13065.2768 | -12169.725 | -11938.3261 | -11283.2422
|  | Behind the Meter Storage Load | -432.6638 | -749.1669 | -952.6458 | -1284.7295 | -1465.6912 | -1546.956 | -1695.9752 | -1853.9957 | -2026.9632 | -2213.8846 | -2403.5125 | -2580.0613 | -2753.5377 | -2948.5201 | -3151.7019 | -3439.1473 | -3722.1647 | -4007.0645 | -4294.2608 | -4627.9878 | -4969.9809
|  | DSP | 0 | 0 | 0 | 1.2938 | 0 | 1.4814 | 1.7064 | 1.8404 | 2.0621 | 0 | 2.8874 | 3.6001 | 2.2229 | 2.6093 | 0 | 3.3341 | 0 | 3.6857 | 6.1611 | 1.672 | 3.309
NEM generation by technology type
Select region | NEM
|  | As-generated generation (GWh) | 2021-22: 2021-22; 2022-23: 2031-32; 2023-24: 2041-42
|  | Black Coal | 2021-22: 82078.1656; 2022-23: 20088.8551; 2023-24: 12961.1703
|  | Brown Coal | 2021-22: 24691.9289; 2022-23: 0; 2023-24: 0
|  | CCGT | 2021-22: 3105.768; 2022-23: 13670.6359; 2023-24: 11343.7711
|  | Peaking Gas+Liquids | 2021-22: 89.1816; 2022-23: 20034.9045; 2023-24: 36722.5831
|  | Hydro | 2021-22: 15926.3369; 2022-23: 11274.8986; 2023-24: 10966.8975
|  | Dispatchable Storage | 2021-22: 510.2514; 2022-23: 11195.5112; 2023-24: 8977.0366
|  | Behind the Meter Storage | 2021-22: 367.965; 2022-23: 2043.7469; 2023-24: 4226.0741
|  | Wind | 2021-22: 47133.8212; 2022-23: 90305.925; 2023-24: 98508.3902
|  | Solar | 2021-22: 16263.718; 2022-23: 31657.5481; 2023-24: 31674.4604
|  | Distributed PV | 2021-22: 19217.9308; 2022-23: 37114.3041; 2023-24: 51948.9584
Load (GWh)
|  | Dispatchable Storage Load | 2021-22: -937.7587; 2022-23: -14308.2396; 2023-24: -11283.2422
|  | Behind the Meter Storage Load | 2021-22: -432.6638; 2022-23: -2403.5125; 2023-24: -4969.9809
|  | DSP | 2021-22: 0; 2022-23: 2.8874; 2023-24: 3.309
NEM storage capacity by year
Select region | NEM
|  | Capacity (MW) | 2021-22 | 2022-23 | 2023-24 | 2024-25 | 2025-26 | 2026-27 | 2027-28 | 2028-29 | 2029-30 | 2030-31 | 2031-32 | 2032-33 | 2033-34 | 2034-35 | 2035-36 | 2036-37 | 2037-38 | 2038-39 | 2039-40 | 2040-41 | 2041-42
|  | Shallow Storage | 871.8163 | 1015.1661 | 1626.8243 | 2535.332 | 2890.5565 | 4581.1238 | 4725.6751 | 4882.4881 | 5057.3344 | 5181.6367 | 5321.2606 | 5453.231 | 5533.5725 | 5639.9358 | 5813.6376 | 5998.8489 | 6183.1817 | 6381.4885 | 6590.7022 | 6757.0067 | 6927.2954
|  | Medium Storage | 810 | 830 | 830 | 830 | 1383.5466 | 3192.8207 | 3331.8812 | 4568.7032 | 4749.5606 | 4749.5606 | 4749.5606 | 5044.8959 | 5168.2477 | 5347.9041 | 5347.9041 | 5490.0373 | 6137.1392 | 6137.1392 | 6137.1392 | 6137.1392 | 6137.1392
|  | Deep Storage | 0 | 0 | 0 | 2040 | 2040 | 2561.6975 | 2561.6975 | 4545.7101 | 4545.7101 | 4545.7101 | 4545.7101 | 4545.7101 | 4545.7101 | 4545.7101 | 4545.7101 | 4545.7101 | 4545.7101 | 4545.7101 | 4545.7101 | 4545.7101 | 4545.7101
|  | Behind the Meter Storage | 581.8163 | 1022.7382 | 1311.3654 | 1764.7932 | 1764.2315 | 1834.2078 | 1997.161 | 2177.4622 | 2380.6669 | 2578.7275 | 2775.2144 | 2975.2041 | 3187.8931 | 3425.1228 | 3694.4815 | 3988.3553 | 4296.4601 | 4634.2732 | 5000.7604 | 5340.5725 | 5701.7682
NEM storage generation by year
Select region | NEM
|  | As-generated generation (GWh) | 2021-22 | 2022-23 | 2023-24 | 2024-25 | 2025-26 | 2026-27 | 2027-28 | 2028-29 | 2029-30 | 2030-31 | 2031-32 | 2032-33 | 2033-34 | 2034-35 | 2035-36 | 2036-37 | 2037-38 | 2038-39 | 2039-40 | 2040-41 | 2041-42
|  | Shallow Storage | 328.6251 | 458.0596 | 595.117 | 1252.4701 | 1594.1774 | 2622.8451 | 2712.8502 | 2162.9338 | 2291.1511 | 2425.844 | 2391.9587 | 2326.667 | 2128.5887 | 2134.5472 | 2293.0537 | 2379.1332 | 2362.0927 | 2114.1179 | 2094.5338 | 2179.1703 | 2169.7917
|  | Medium Storage | 181.6263 | 310.2097 | 288.5813 | 357.5062 | 1273.4729 | 4485.7905 | 4890.1439 | 4445.0784 | 4587.2943 | 4812.8328 | 4557.2785 | 4674.9775 | 4364.6677 | 4207.7438 | 4328.6925 | 4518.2879 | 4624.5927 | 4228.7912 | 3957.0159 | 3908.4182 | 3733.2724
|  | Deep Storage | 0 | 0 | 0 | 220.091 | 1006.5269 | 3232.092 | 3926.5224 | 5293.7268 | 4823.5219 | 4920.1336 | 4246.2741 | 4093.9379 | 3866.6069 | 3929.8897 | 4293.8942 | 4244.8479 | 3827.5658 | 3972.3198 | 3491.1201 | 3459.4444 | 3073.9725
|  | Behind the Meter Storage | 367.965 | 637.2072 | 810.5549 | 1092.5123 | 1246.5347 | 1315.7584 | 1442.2905 | 1576.892 | 1723.4671 | 1882.8575 | 2043.7469 | 2194.0581 | 2342.1717 | 2506.9773 | 2680.3314 | 2925.0385 | 3165.2927 | 3408.0197 | 3651.2435 | 3935.9847 | 4226.0741
NEM dispatchable capacity built by year vs cumulative coal retirements
Select region | NEM
|  | Capacity Built (MW) | 2021-22 | 2022-23 | 2023-24 | 2024-25 | 2025-26 | 2026-27 | 2027-28 | 2028-29 | 2029-30 | 2030-31 | 2031-32 | 2032-33 | 2033-34 | 2034-35 | 2035-36 | 2036-37 | 2037-38 | 2038-39 | 2039-40 | 2040-41 | 2041-42
|  | CCGT | 0 | 0 | 0 | 0 | 0 | 0 | 0 | 0 | 0 | 0 | 0 | 0 | 0 | 0 | 0 | 0 | 0 | 0 | 0 | 0 | 0
|  | Peaking Gas+Liquids | 0 | 0 | 0 | 1064.0391 | 1064.0391 | 2074.8908 | 2074.8908 | 2154.5402 | 2392.2594 | 2652.2194 | 3631.0669 | 4355.0586 | 5082.2842 | 5988.5093 | 5988.5093 | 5988.5093 | 6782.7133 | 6927.3851 | 7188.1471 | 8092.8326 | 9449.8254
|  | Hydro | 0 | 0 | 0 | 0 | 0 | 0 | 0 | 0 | 0 | 0 | 0 | 0 | 0 | 0 | 0 | 0 | 0 | 0 | 0 | 0 | 0
|  | Shallow Storage | 324.3682 | 467.718 | 1079.3762 | 1987.8839 | 2343.1084 | 4033.6757 | 4178.227 | 4335.04 | 4509.8863 | 4664.1886 | 4803.8125 | 4935.783 | 5071.1244 | 5222.4877 | 5396.1895 | 5581.4008 | 5765.7336 | 5964.0404 | 6173.2541 | 6339.5586 | 6509.8473
|  | Medium Storage | 0 | 20 | 20 | 20 | 573.5466 | 2382.8207 | 2521.8812 | 3758.7032 | 3939.5606 | 3939.5606 | 3939.5606 | 4234.8959 | 4358.2477 | 4537.9041 | 4537.9041 | 4680.0373 | 5327.1392 | 5327.1392 | 5327.1392 | 5327.1392 | 5327.1392
|  | Deep Storage | 0 | 0 | 0 | 2040 | 2040 | 2561.6975 | 2561.6975 | 4545.7101 | 4545.7101 | 4545.7101 | 4545.7101 | 4545.7101 | 4545.7101 | 4545.7101 | 4545.7101 | 4545.7101 | 4545.7101 | 4545.7101 | 4545.7101 | 4545.7101 | 4545.7101
|  | DSP | -13.5904 | 75.4853 | 161.9288 | 250.6679 | 333.8536 | 422.9987 | 509.8496 | 605.6029 | 699.008 | 792.151 | 889.2698 | 980.7407 | 1072.6082 | 1174.6894 | 1270.0857 | 1375.3175 | 1483.4926 | 1587.8904 | 1701.7828 | 1812.9771 | 1924.0166
|  | New Interconnectors | 0 | 185 | 185 | 185 | 185 | 185 | 185 | 185 | 185 | 185 | 185 | 185 | 185 | 185 | 185 | 185 | 185 | 185 | 185 | 185 | 185
|  | Retired Coal | 0 | 475 | 3350 | 5685 | 8535 | 15245 | 15245 | 15965 | 15965 | 15965 | 16685 | 18125 | 18125 | 18125 | 18810 | 18810 | 19260 | 19260 | 19260 | 19260 | 19260
|  | Retired Dispatchable | 0 | 740 | 3820 | 6155 | 9005 | 15715 | 15715 | 16820 | 16820 | 17232.5 | 17952.5 | 19626.84 | 20143.84 | 20305.84 | 21920.84 | 21920.84 | 22986.24 | 22986.24 | 24069.64 | 24189.64 | 24189.64
Note: Capacity built in 2021-22 includes all capacity built since 2019-20
Emissions trajectory
|  | Emissions (Mt CO2-e) | Total | 2021-22 | 2022-23 | 2023-24 | 2024-25 | 2025-26 | 2026-27 | 2027-28 | 2028-29 | 2029-30 | 2030-31 | 2031-32 | 2032-33 | 2033-34 | 2034-35 | 2035-36 | 2036-37 | 2037-38 | 2038-39 | 2039-40 | 2040-41 | 2041-42
|  | Step Change (Counterfactual) | 1113.6849 | 105.7396 | 104.0709 | 98.1597 | 83.5391 | 72.5828 | 44.9641 | 50.7297 | 36.2129 | 37.5574 | 39.1005 | 38.7873 | 39.1233 | 40.4499 | 40.5063 | 36.7029 | 36.0175 | 41.9854 | 39.2865 | 41.537 | 43.4884 | 43.1439
NEM relative change in capacity by year
Select region | NEM
|  | Capacity (MW) | 2021-22 | 2022-23 | 2023-24 | 2024-25 | 2025-26 | 2026-27 | 2027-28 | 2028-29 | 2029-30 | 2030-31 | 2031-32 | 2032-33 | 2033-34 | 2034-35 | 2035-36 | 2036-37 | 2037-38 | 2038-39 | 2039-40 | 2040-41 | 2041-42
|  | Black Coal | 0 | -475 | -3350 | -5685 | -7085 | -10425 | -10425 | -11145 | -11145 | -11145 | -11865 | -13305 | -13305 | -13305 | -13990 | -13990 | -14440 | -14440 | -14440 | -14440 | -14440
|  | Brown Coal | 0 | 0 | 0 | 0 | -1450 | -4820 | -4820 | -4820 | -4820 | -4820 | -4820 | -4820 | -4820 | -4820 | -4820 | -4820 | -4820 | -4820 | -4820 | -4820 | -4820
|  | CCGT | 0 | -240 | -420 | -420 | -420 | -420 | -420 | -805 | -805 | -805 | -805 | -805 | -805 | -805 | -1605 | -1605 | -2134 | -2134 | -2777.4 | -2777.4 | -2777.4
|  | Peaking Gas+Liquids | 0 | 0 | 0 | 1064.0391 | 1064.0391 | 2074.8908 | 2074.8908 | 2154.5402 | 2392.2594 | 2269.7194 | 3248.5669 | 3738.2186 | 4003.4442 | 4792.6693 | 4662.6693 | 4662.6693 | 5456.8733 | 5601.5451 | 5422.3071 | 6206.9926 | 7563.9854
|  | Hydro | 0 | 0 | 0 | 0 | 0 | 0 | 0 | 0 | 0 | 0 | 0 | 0 | 0 | 0 | 0 | 0 | -86.4 | -86.4 | -86.4 | -86.4 | -86.4
|  | Dispatchable Storage | 175.0363 | 338.3861 | 950.0442 | 3898.552 | 4807.323 | 8828.8619 | 9112.4738 | 12490.1214 | 12845.8251 | 12970.1274 | 13109.7513 | 13537.057 | 13740.7503 | 14026.7699 | 14200.4717 | 14527.8163 | 15359.2509 | 15557.5577 | 15766.7714 | 15933.076 | 16103.3647
|  | Behind the Meter Storage | 175.0363 | 615.9581 | 904.5853 | 1358.0132 | 1357.4515 | 1427.4278 | 1590.381 | 1770.6821 | 1973.8868 | 2171.9474 | 2368.4343 | 2568.4241 | 2781.1131 | 3018.3427 | 3287.7015 | 3581.5752 | 3889.6801 | 4227.4931 | 4593.9804 | 4933.7925 | 5294.9881
|  | Wind | 4916.9018 | 6127.0769 | 7261.0616 | 10983.2817 | 11744.7561 | 17375.5028 | 18155.5853 | 20710.4203 | 20710.4203 | 20914.1404 | 20914.1404 | 22155.5853 | 22070.0853 | 22070.0853 | 23440.0853 | 23440.0853 | 23440.0853 | 23440.0853 | 23440.0853 | 23440.0853 | 23440.0853
|  | Solar | 1339.5857 | 1894.3829 | 2667.2017 | 2909.5641 | 4308.2907 | 8657.2604 | 8657.2604 | 8657.2604 | 8657.2604 | 8657.2604 | 8657.2604 | 8657.2604 | 8657.2604 | 8657.2604 | 8657.2604 | 8657.2604 | 8657.2604 | 8657.2604 | 8657.2604 | 8657.2604 | 8657.2604
|  | Distributed PV | 2279.24 | 4107.3643 | 5479.0773 | 7409.5228 | 8540.0593 | 9180.3071 | 9999.7665 | 11199.0242 | 11983.0027 | 12644.9771 | 14051.7617 | 14628.3763 | 15438.4756 | 16154.4815 | 18239.2428 | 19228.3601 | 20114.5722 | 20706.9289 | 21262.0539 | 22633.784 | 24119.3818
|  | Dispatchable Capacity | 261.4459 | -201.1286 | -2558.027 | -791.741 | -2649.7843 | -4238.2486 | -3867.7858 | -1419.7355 | -732.9075 | -638.0022 | -142.412 | -573.9837 | -13.1973 | 1164.1287 | -181.7733 | 250.8031 | 919.2168 | 1366.5932 | 867.0614 | 1929.2457 | 3567.5667
|  | DSP | 86.4096 | 175.4853 | 261.9288 | 350.6679 | 433.8536 | 522.9987 | 609.8496 | 705.6029 | 799.008 | 892.151 | 989.2698 | 1080.7407 | 1172.6082 | 1274.6894 | 1370.0857 | 1475.3175 | 1583.4926 | 1687.8904 | 1801.7828 | 1912.9771 | 2024.0166
NEM relative change in generation by year
Select region | NEM
|  | As-generated generation (GWh) | 2021-22 | 2022-23 | 2023-24 | 2024-25 | 2025-26 | 2026-27 | 2027-28 | 2028-29 | 2029-30 | 2030-31 | 2031-32 | 2032-33 | 2033-34 | 2034-35 | 2035-36 | 2036-37 | 2037-38 | 2038-39 | 2039-40 | 2040-41 | 2041-42
|  | Black Coal | 0 | -2261.5263 | -8448.9136 | -22662.6758 | -25250.1597 | -35863.1237 | -32053.282 | -59646.4796 | -60083.4349 | -60437.5899 | -61989.3105 | -65181.8672 | -65628.8685 | -65796.3951 | -67736.0306 | -67904.2028 | -68891.9853 | -69031.9019 | -69151.1557 | -69106.0033 | -69116.9953
|  | Brown Coal | 0 | 426.1683 | 1071.1131 | -347.1087 | -7261.8595 | -24691.9289 | -24691.9289 | -24691.9289 | -24691.9289 | -24691.9289 | -24691.9289 | -24691.9289 | -24691.9289 | -24691.9289 | -24691.9289 | -24691.9289 | -24691.9289 | -24691.9289 | -24691.9289 | -24691.9289 | -24691.9289
|  | CCGT | 0 | -1.8371 | -144.7904 | -199.0297 | 50.2143 | 3846.037 | 6634.4556 | 10376.771 | 10575.3534 | 10999.4733 | 10564.8679 | 11021.8005 | 11243.1022 | 11339.2843 | 10056.5364 | 10082.842 | 10249.4311 | 9567.5855 | 8225.3718 | 8219.2882 | 8238.0031
|  | Peaking Gas+Liquids | 0 | -23.6437 | 3.0492 | 63.2477 | 139.6247 | 933.3971 | 2369.5979 | 13914.581 | 16048.2909 | 18448.9269 | 19945.7229 | 24000.4392 | 26203.9183 | 26436.1738 | 24713.1115 | 23908.0832 | 33274.5463 | 30425.5975 | 34495.007 | 37279.1164 | 36633.4016
|  | Hydro | 0 | -2293.0034 | -2716.0709 | 36.9295 | -2091.9856 | -2037.0864 | -6065.1992 | -1779.9168 | -2560.1685 | -4668.4969 | -4651.4383 | -5129.3072 | -4555.2886 | -3641.0403 | -5865.0331 | -4482.674 | -7339.0186 | -2305.1848 | -2983.1734 | -4792.4706 | -4959.4394
|  | Dispatchable Storage | 0 | 258.0179 | 373.4468 | 1319.8158 | 3363.9258 | 9830.4761 | 11019.265 | 11391.4876 | 11191.7159 | 11648.5589 | 10685.2598 | 10585.331 | 9849.6119 | 9761.9293 | 10405.389 | 10632.0176 | 10303.9997 | 9804.9774 | 9032.4183 | 9036.7816 | 8466.7852
|  | Behind the Meter Storage | 0 | 269.2422 | 442.5899 | 724.5473 | 878.5697 | 947.7934 | 1074.3255 | 1208.927 | 1355.5021 | 1514.8925 | 1675.7819 | 1826.0931 | 1974.2067 | 2139.0123 | 2312.3664 | 2557.0735 | 2797.3277 | 3040.0547 | 3283.2785 | 3568.0197 | 3858.1091
|  | Wind | 0 | 332.3871 | 3213.5213 | 14196.7195 | 20020.6193 | 35135.6372 | 32612.3281 | 43382.1696 | 41843.8542 | 42081.5774 | 43172.1038 | 43035.4726 | 43327.1466 | 44680.7666 | 52295.0186 | 53171.7032 | 48862.136 | 52835.9956 | 51218.9806 | 50551.7634 | 51374.569
|  | Solar | 0 | 1968.3693 | 3370.3497 | 3830.9174 | 7408.7841 | 16445.1856 | 16727.0176 | 12710.4096 | 13932.0231 | 14903.1497 | 15393.8301 | 16530.955 | 15560.9924 | 15214.9301 | 16475.4403 | 16388.2085 | 16628.0913 | 12855.6475 | 14071.7883 | 14867.0706 | 15410.7423
|  | Distributed PV | 0 | 2993.3125 | 5341.8109 | 7676.9172 | 9845.9304 | 11161.8657 | 12324.6244 | 13770.5328 | 15173.3725 | 16297.9438 | 17896.3734 | 19334.906 | 20384.8391 | 21568.0005 | 23652.3497 | 25821.5798 | 27181.7168 | 28326.251 | 29330.7483 | 30721.8185 | 32731.0276
|  | DSP | 0 | 0 | 0 | 1.2938 | 0 | 1.4814 | 1.7064 | 1.8404 | 2.0621 | 0 | 2.8874 | 3.6001 | 2.2229 | 2.6093 | 0 | 3.3341 | 0 | 3.6857 | 6.1611 | 1.672 | 3.309

## Summary_2
Case 2 Summary - Step Change (DP8)
Notes
1. The discount rate used for calculation is 5.9%
NEM discounted total system costs by year
Select region | NEM
|  | Real June 2019 dollars ($m) | NPV | Early works (NPV) | 2021-22 | 2022-23 | 2023-24 | 2024-25 | 2025-26 | 2026-27 | 2027-28 | 2028-29 | 2029-30 | 2030-31 | 2031-32 | 2032-33 | 2033-34 | 2034-35 | 2035-36 | 2036-37 | 2037-38 | 2038-39 | 2039-40 | 2040-41 | 2041-42
|  | Capex | 25209.1909 |  | 0 | 231.9506 | 279.5868 | 296.5054 | 653.9395 | 1053.6352 | 1606.0759 | 1780.4133 | 1881.4264 | 2409.9238 | 2728.8696 | 3610.362 | 3815.006 | 3872.4048 | 4983.3664 | 5342.0544 | 6101.8794 | 6106.7992 | 6226.1217 | 6494.6866 | 6593.9657
|  | FOM | 31347.0071 |  | 3663.363 | 3462.9363 | 2791.0637 | 4134.3377 | 2639.0048 | 3006.1361 | 2563.1244 | 2500.7758 | 2467.9732 | 3035.9244 | 2825.1268 | 2652.5387 | 2685.9562 | 2694.5671 | 2725.4208 | 2653.0113 | 2800.9438 | 2770.5273 | 2759.8932 | 3277.8308 | 2763.2226
|  | Fuel | 16840.6786 |  | 2437.9191 | 2370.6628 | 2393.304 | 2182.8747 | 1933.081 | 1771.5167 | 2003.8927 | 1681.5954 | 1662.2869 | 1638.0523 | 1331.9211 | 1199.5115 | 1139.3192 | 1052.1992 | 586.9512 | 491.8328 | 775.3887 | 490.1549 | 404.3075 | 588.5814 | 442.4832
|  | VOM | 6923.4456 |  | 769.1013 | 742.6768 | 735.6282 | 739.7975 | 713.3887 | 688.0383 | 674.7278 | 673.4563 | 669.5406 | 656.0508 | 643.9506 | 604.9166 | 595.3818 | 604.1379 | 527.6363 | 520.2191 | 496.3155 | 538.919 | 521.7624 | 508.8648 | 500.3553
|  | REZ | 1888.9529 |  | 0 | 0.41947 | 0.41948 | 0.41947 | 0.41947 | 1.1976 | 6.3711 | 1.4341 | 1.4341 | 86.9417 | 141.6669 | 226.1429 | 272.8076 | 279.5751 | 508.5493 | 531.8744 | 672.0453 | 673.2836 | 695.943 | 747.5232 | 747.5232
|  | DSP+USE | 90.0805 |  | 0 | 0 | 14.3262 | 27.7116 | 0 | 0 | 0 | 10.7256 | 7.3305 | 0 | 0 | 0 | 48.6373 | 0 | 0 | 0 | 55.4849 | 0 | 0 | 36.9746 | 0
|  | Rehab | 2145.6688 |  | 0 | 112.9713 | 430.1444 | 91.0273 | 555.9165 | 250.325 | 182.0545 | 225.5871 | 61.9469 | 203.2946 | 331.5993 | 365.0694 | 24.165 | 5.3489 | 697.826 | 191.8471 | 87.1178 | 9.9341 | 110.7547 | 12.9978 | 121.4637
|  | Interconnectors | 5059.0497 | 0 | 0 | 23.7998 | 23.7998 | 153.2951 | 305.672 | 305.672 | 431.2015 | 565.0755 | 565.0755 | 565.0755 | 660.1296 | 813.5949 | 813.5949 | 813.5949 | 896.6766 | 896.6766 | 896.6766 | 896.6766 | 896.6766 | 896.6766 | 896.6766
|  | NPV and annual costs | 89504.0742 | 0 | 6870.3834 | 6945.4171 | 6668.2724 | 7625.9687 | 6801.4218 | 7076.5208 | 7467.4479 | 7439.0629 | 7317.014 | 8595.2629 | 8663.2639 | 9472.136 | 9394.868 | 9321.8278 | 10926.4266 | 10627.5157 | 11885.8519 | 11486.2948 | 11615.4592 | 12564.1358 | 12065.6904
*Net present value as at 1 July 2019
Note 1 : DSP may include unserved energy below the current reliability standard
Note 2: Early works (NPV) represents the net present value of the cost of early works on interconnectors, as detailed in the 2020 ISP report
NEM capacity by year
Select region | NEM
|  | Capacity (MW) | 2021-22 | 2022-23 | 2023-24 | 2024-25 | 2025-26 | 2026-27 | 2027-28 | 2028-29 | 2029-30 | 2030-31 | 2031-32 | 2032-33 | 2033-34 | 2034-35 | 2035-36 | 2036-37 | 2037-38 | 2038-39 | 2039-40 | 2040-41 | 2041-42
|  | Black Coal | 18336 | 17861 | 15386 | 14826 | 12106 | 11656 | 11656 | 10956 | 10956 | 9816 | 7776 | 5596 | 5596 | 5596 | 2016 | 2016 | 2016 | 2016 | 2016 | 2016 | 1272
|  | Brown Coal | 4820 | 4820 | 4820 | 4820 | 4120 | 3030 | 1910 | 1535 | 1160 | 1160 | 1160 | 1160 | 1160 | 1160 | 1160 | 0 | 0 | 0 | 0 | 0 | 0
|  | CCGT | 4285.9 | 4045.9 | 3865.9 | 3865.9 | 3865.9 | 3865.9 | 3865.9 | 3480.9 | 3480.9 | 3480.9 | 3480.9 | 3480.9 | 3480.9 | 3480.9 | 2680.9 | 2680.9 | 2151.9 | 2151.9 | 1508.5 | 1508.5 | 1508.5
|  | Peaking Gas+Liquids | 6812.873 | 6812.873 | 6812.873 | 6812.873 | 6812.873 | 6812.873 | 6812.873 | 6812.873 | 6812.873 | 6430.373 | 6430.373 | 6196.033 | 5734.033 | 5617.033 | 5487.033 | 5487.033 | 5487.033 | 5487.033 | 5047.033 | 4927.033 | 4927.033
|  | Hydro | 6906.5 | 6906.5 | 6906.5 | 6906.5 | 6906.5 | 6906.5 | 6906.5 | 7296.5 | 7296.5 | 7296.5 | 7296.5 | 7296.5 | 7296.5 | 7296.5 | 7296.5 | 7296.5 | 7210.1 | 7210.1 | 7210.1 | 7210.1 | 7210.1
|  | Dispatchable Storage | 1681.8163 | 1845.1661 | 2456.8243 | 5405.332 | 5660.8022 | 6000.9495 | 6290.1602 | 7341.5899 | 7516.4361 | 7909.0523 | 8201.2299 | 9146.668 | 9409.0078 | 9689.5497 | 11600.5214 | 12610.707 | 13952.4895 | 14150.7963 | 14360.01 | 14778.8184 | 16430.8718
|  | Behind the Meter Storage | 581.8163 | 1022.7382 | 1311.3654 | 1764.7932 | 1764.2315 | 1834.2078 | 1997.161 | 2177.4622 | 2380.6669 | 2578.7275 | 2775.2144 | 2975.2041 | 3187.8931 | 3425.1228 | 3694.4815 | 3988.3553 | 4296.4601 | 4634.2732 | 5000.7604 | 5340.5725 | 5701.7682
|  | Wind | 9005.458 | 10092.658 | 10318.6028 | 10444.4465 | 12218.0148 | 14201.4233 | 17413.373 | 17609.7282 | 18016.6265 | 21283.1646 | 23055.9314 | 27649.6185 | 27829.7715 | 27829.7715 | 31562.389 | 33090.3801 | 35321.3684 | 34712.3684 | 34990.3408 | 35403.9226 | 35355.6226
|  | Solar | 5151.711 | 5941.711 | 6126.711 | 6126.711 | 7786.162 | 9750.1947 | 11423.2636 | 11479.063 | 12092.6625 | 13133.6108 | 14233.4331 | 16999.4253 | 18934.3381 | 19426.0562 | 23749.6393 | 23968.9244 | 27390.9103 | 27330.58 | 27803.9146 | 29480.1192 | 29480.1192
|  | Distributed PV | 14730.4729 | 16558.5972 | 17930.3101 | 19860.7556 | 20991.2921 | 21631.54 | 22450.9994 | 23650.2571 | 24434.2355 | 25096.21 | 26502.9945 | 27079.6092 | 27889.7084 | 28605.7143 | 30690.4757 | 31679.593 | 32565.805 | 33158.1617 | 33713.2868 | 35085.0169 | 36570.6147
|  | Dispatchable Capacity | 43372.0089 | 42909.4344 | 40952.5361 | 43429.7829 | 40348.4388 | 39237.7312 | 38493.7928 | 38570.9759 | 38464.2272 | 37427.4863 | 35776.7827 | 34399.3517 | 34291.559 | 34557.1821 | 32053.55 | 32008.9675 | 32843.5251 | 33146.2297 | 32385.9358 | 32795.9385 | 33815.0314
|  | DSP | 528.9196 | 617.9953 | 704.4388 | 793.1779 | 876.3636 | 965.5087 | 1052.3596 | 1148.1129 | 1241.518 | 1334.661 | 1431.7798 | 1523.2507 | 1615.1182 | 1717.1994 | 1812.5957 | 1917.8275 | 2026.0026 | 2130.4004 | 2244.2928 | 2355.4871 | 2466.5266
NEM generation by year
Select region | NEM
|  | As-generated generation (GWh) | 2021-22 | 2022-23 | 2023-24 | 2024-25 | 2025-26 | 2026-27 | 2027-28 | 2028-29 | 2029-30 | 2030-31 | 2031-32 | 2032-33 | 2033-34 | 2034-35 | 2035-36 | 2036-37 | 2037-38 | 2038-39 | 2039-40 | 2040-41 | 2041-42
|  | Black Coal | 97453.0534 | 93160.9415 | 91064.3899 | 86269.8399 | 78367.2527 | 73763.2131 | 73605.3452 | 70479.3252 | 72779.4624 | 63427.3265 | 50279.4683 | 35128.9468 | 35256.931 | 34112.087 | 11975.1925 | 11800.453 | 11566.9817 | 11304.301 | 11715.9405 | 11612.7999 | 6416.0119
|  | Brown Coal | 31434.2114 | 33012.395 | 32907.6219 | 33408.0465 | 28762.0487 | 20349.5388 | 12995.5293 | 10700.1409 | 7873.122 | 7665.9808 | 7414.1414 | 7272.3251 | 7372.1348 | 7202.1271 | 6579.3372 | 0 | 0 | 0 | 0 | 0 | 0
|  | CCGT | 3137.4064 | 3124.8661 | 2900.9841 | 1997.8319 | 2181.8244 | 2228.2418 | 5086.9511 | 2382.0902 | 2089.7399 | 3868.074 | 3992.3273 | 5487.506 | 5317.5019 | 4710.9294 | 4114.6919 | 3572.8773 | 4944.9268 | 3143.4534 | 2601.2024 | 3387.3806 | 3130.0754
|  | Peaking Gas+Liquids | 116.3251 | 91.5072 | 152.6881 | 89.561 | 135.8869 | 149.9256 | 514.9697 | 258.8573 | 111.4797 | 342.7283 | 310.6335 | 753.873 | 385.1069 | 453.6491 | 409.5588 | 455.1944 | 1912.2477 | 788.5966 | 462.6593 | 1573.8867 | 1066.5546
|  | Hydro | 16248.6463 | 13522.9545 | 13416.519 | 16421.9119 | 14729.1769 | 15875.5222 | 10953.0433 | 18403.637 | 17161.2099 | 13680.1494 | 17106.8477 | 14553.283 | 14226.3142 | 16572.6111 | 14548.1002 | 16117.2929 | 9938.0374 | 17625.5095 | 16206.892 | 12570.6493 | 14989.8143
|  | Dispatchable Storage | 428.1829 | 586.1066 | 921.8727 | 1789.1918 | 5610.8256 | 6115.6703 | 6922.0112 | 7303.735 | 8114.5295 | 9128.2256 | 9578.4363 | 11695.8525 | 11890.0553 | 12237.4515 | 17331.7179 | 18760.8236 | 21349.729 | 20707.1355 | 20794.1417 | 22165.6621 | 23817.709
|  | Behind the Meter Storage | 367.965 | 637.2072 | 810.5549 | 1092.5123 | 1246.5347 | 1315.7584 | 1442.2905 | 1576.892 | 1723.4671 | 1882.8575 | 2043.7469 | 2194.0581 | 2342.1717 | 2506.9773 | 2680.3314 | 2925.0385 | 3165.2927 | 3408.0197 | 3651.2435 | 3935.9847 | 4226.0741
|  | Wind | 29175.2855 | 30210.8214 | 31318.8081 | 32472.2075 | 41788.6328 | 48206.8933 | 54896.9177 | 57626.9766 | 58866.8343 | 68957.8276 | 75965.6384 | 85703.9968 | 84994.0913 | 85941.3228 | 99547.325 | 105409.1534 | 104397.4979 | 109414.2022 | 108695.3755 | 106560.3639 | 108245.9067
|  | Solar | 12774.5275 | 15384.0507 | 15440.8713 | 15291.0978 | 19987.8809 | 25261.8569 | 29610.838 | 26112.0859 | 28970.4632 | 32179.3581 | 36079.5917 | 43865.4727 | 47481.7895 | 48153.5313 | 62242.78 | 63085.6545 | 70830.8228 | 62230.4552 | 66759.7354 | 72745.0587 | 75345.9199
|  | Distributed PV | 19217.9308 | 22211.2432 | 24559.7417 | 26894.848 | 29063.8612 | 30379.7965 | 31542.5551 | 32988.4635 | 34391.3033 | 35515.8746 | 37114.3041 | 38552.8367 | 39602.7698 | 40785.9313 | 42870.2805 | 45039.5106 | 46399.6476 | 47544.1817 | 48548.6791 | 49939.7492 | 51948.9584
Load (GWh)
|  | Dispatchable Storage Load | -517.2106 | -849.1934 | -1296.9253 | -2351.2511 | -8091.4139 | -8986.0072 | -10900.7334 | -9888.7005 | -11506.0802 | -13379.64 | -13897.7402 | -16478.8966 | -16634.6915 | -16980.05 | -23294.8885 | -24956.5343 | -28221.7225 | -27057.9068 | -27357.938 | -29028.4382 | -31200.1122
|  | Behind the Meter Storage Load | -432.6638 | -749.1669 | -952.6458 | -1284.7295 | -1465.6912 | -1546.956 | -1695.9752 | -1853.9957 | -2026.9632 | -2213.8846 | -2403.5125 | -2580.0613 | -2753.5377 | -2948.5201 | -3151.7019 | -3439.1473 | -3722.1647 | -4007.0645 | -4294.2608 | -4627.9878 | -4969.9809
|  | DSP | 0 | 0 | 0 | 1.2938 | 0 | 1.4814 | 1.7064 | 1.8404 | 2.0621 | 0 | 2.8874 | 3.6001 | 2.2229 | 2.6093 | 0 | 3.3341 | 0 | 3.6857 | 6.1611 | 1.672 | 3.309
NEM generation by technology type
Select region | NEM
|  | As-generated generation (GWh) | 2021-22: 2021-22; 2022-23: 2031-32; 2023-24: 2041-42
|  | Black Coal | 2021-22: 97453.0534; 2022-23: 50279.4683; 2023-24: 6416.0119
|  | Brown Coal | 2021-22: 31434.2114; 2022-23: 7414.1414; 2023-24: 0
|  | CCGT | 2021-22: 3137.4064; 2022-23: 3992.3273; 2023-24: 3130.0754
|  | Peaking Gas+Liquids | 2021-22: 116.3251; 2022-23: 310.6335; 2023-24: 1066.5546
|  | Hydro | 2021-22: 16248.6463; 2022-23: 17106.8477; 2023-24: 14989.8143
|  | Dispatchable Storage | 2021-22: 428.1829; 2022-23: 9578.4363; 2023-24: 23817.709
|  | Behind the Meter Storage | 2021-22: 367.965; 2022-23: 2043.7469; 2023-24: 4226.0741
|  | Wind | 2021-22: 29175.2855; 2022-23: 75965.6384; 2023-24: 108245.9067
|  | Solar | 2021-22: 12774.5275; 2022-23: 36079.5917; 2023-24: 75345.9199
|  | Distributed PV | 2021-22: 19217.9308; 2022-23: 37114.3041; 2023-24: 51948.9584
Load (GWh)
|  | Dispatchable Storage Load | 2021-22: -517.2106; 2022-23: -13897.7402; 2023-24: -31200.1122
|  | Behind the Meter Storage Load | 2021-22: -432.6638; 2022-23: -2403.5125; 2023-24: -4969.9809
|  | DSP | 2021-22: 0; 2022-23: 2.8874; 2023-24: 3.309
NEM storage capacity by year
Select region | NEM
|  | Capacity (MW) | 2021-22 | 2022-23 | 2023-24 | 2024-25 | 2025-26 | 2026-27 | 2027-28 | 2028-29 | 2029-30 | 2030-31 | 2031-32 | 2032-33 | 2033-34 | 2034-35 | 2035-36 | 2036-37 | 2037-38 | 2038-39 | 2039-40 | 2040-41 | 2041-42
|  | Shallow Storage | 871.8163 | 1015.1661 | 1626.8243 | 2535.332 | 2790.8022 | 3105.384 | 3249.9353 | 3406.7483 | 3581.5945 | 3705.8969 | 3845.5208 | 3977.4912 | 4057.8327 | 4164.196 | 4337.8978 | 4523.1091 | 4707.4419 | 4905.7487 | 5114.9624 | 5281.2669 | 6933.3202
|  | Medium Storage | 810 | 830 | 830 | 830 | 830 | 855.5656 | 1000.2249 | 1894.8416 | 1894.8416 | 2163.1554 | 2315.7091 | 2948.7624 | 3130.7609 | 3304.9395 | 3720.6657 | 4545.64 | 4700.7626 | 4700.7626 | 4700.7626 | 4849.7088 | 4849.7088
|  | Deep Storage | 0 | 0 | 0 | 2040 | 2040 | 2040 | 2040 | 2040 | 2040 | 2040 | 2040 | 2220.4143 | 2220.4143 | 2220.4143 | 3541.9579 | 3541.9579 | 4544.285 | 4544.285 | 4544.285 | 4647.8428 | 4647.8428
|  | Behind the Meter Storage | 581.8163 | 1022.7382 | 1311.3654 | 1764.7932 | 1764.2315 | 1834.2078 | 1997.161 | 2177.4622 | 2380.6669 | 2578.7275 | 2775.2144 | 2975.2041 | 3187.8931 | 3425.1228 | 3694.4815 | 3988.3553 | 4296.4601 | 4634.2732 | 5000.7604 | 5340.5725 | 5701.7682
NEM storage generation by year
Select region | NEM
|  | As-generated generation (GWh) | 2021-22 | 2022-23 | 2023-24 | 2024-25 | 2025-26 | 2026-27 | 2027-28 | 2028-29 | 2029-30 | 2030-31 | 2031-32 | 2032-33 | 2033-34 | 2034-35 | 2035-36 | 2036-37 | 2037-38 | 2038-39 | 2039-40 | 2040-41 | 2041-42
|  | Shallow Storage | 418.8904 | 510.2037 | 810.8315 | 1434.9369 | 1872.6269 | 2099.3003 | 2162.2679 | 2231.9381 | 2366.4417 | 2463.0547 | 2540.5477 | 2640.6355 | 2661.3634 | 2736.944 | 2949.3324 | 3041.5518 | 3114.2798 | 3153.2275 | 3333.1634 | 3434.8578 | 4224.8019
|  | Medium Storage | 9.2925 | 75.903 | 111.0412 | 199.531 | 531.7079 | 658.6554 | 1241.2847 | 2395.1917 | 2767.2387 | 3550.282 | 3980.8005 | 5581.9453 | 5776.1337 | 5962.3221 | 7059.8153 | 8513.1374 | 8667.6668 | 7976.8788 | 8199.4683 | 8756.0621 | 9057.7548
|  | Deep Storage | 0 | 0 | 0 | 154.7239 | 3206.4908 | 3357.7146 | 3518.4586 | 2676.6053 | 2980.8491 | 3114.8889 | 3057.0881 | 3473.2716 | 3452.5582 | 3538.1855 | 7322.5703 | 7206.1344 | 9567.7824 | 9577.0292 | 9261.51 | 9974.7421 | 10535.1523
|  | Behind the Meter Storage | 367.965 | 637.2072 | 810.5549 | 1092.5123 | 1246.5347 | 1315.7584 | 1442.2905 | 1576.892 | 1723.4671 | 1882.8575 | 2043.7469 | 2194.0581 | 2342.1717 | 2506.9773 | 2680.3314 | 2925.0385 | 3165.2927 | 3408.0197 | 3651.2435 | 3935.9847 | 4226.0741
NEM dispatchable capacity built by year vs cumulative coal retirements
Select region | NEM
|  | Capacity Built (MW) | 2021-22 | 2022-23 | 2023-24 | 2024-25 | 2025-26 | 2026-27 | 2027-28 | 2028-29 | 2029-30 | 2030-31 | 2031-32 | 2032-33 | 2033-34 | 2034-35 | 2035-36 | 2036-37 | 2037-38 | 2038-39 | 2039-40 | 2040-41 | 2041-42
|  | CCGT | 0 | 0 | 0 | 0 | 0 | 0 | 0 | 0 | 0 | 0 | 0 | 0 | 0 | 0 | 0 | 0 | 0 | 0 | 0 | 0 | 0
|  | Peaking Gas+Liquids | 0 | 0 | 0 | 0 | 0 | 0 | 0 | 0 | 0 | 0 | 0 | 0 | 0 | 0 | 0 | 0 | 0 | 0 | 0 | 0 | 0
|  | Hydro | 0 | 0 | 0 | 0 | 0 | 0 | 0 | 390 | 390 | 390 | 390 | 390 | 390 | 390 | 390 | 390 | 390 | 390 | 390 | 390 | 390
|  | Shallow Storage | 324.3682 | 467.718 | 1079.3762 | 1987.8839 | 2243.3541 | 2557.9359 | 2702.4872 | 2859.3002 | 3034.1465 | 3188.4488 | 3328.0727 | 3460.0432 | 3595.3846 | 3746.7479 | 3920.4497 | 4105.661 | 4289.9938 | 4488.3006 | 4697.5143 | 4863.8188 | 6515.8722
|  | Medium Storage | 0 | 20 | 20 | 20 | 20 | 45.5656 | 190.2249 | 1084.8416 | 1084.8416 | 1353.1554 | 1505.7091 | 2138.7624 | 2320.7609 | 2494.9395 | 2910.6657 | 3735.64 | 3890.7626 | 3890.7626 | 3890.7626 | 4039.7088 | 4039.7088
|  | Deep Storage | 0 | 0 | 0 | 2040 | 2040 | 2040 | 2040 | 2040 | 2040 | 2040 | 2040 | 2220.4143 | 2220.4143 | 2220.4143 | 3541.9579 | 3541.9579 | 4544.285 | 4544.285 | 4544.285 | 4647.8428 | 4647.8428
|  | DSP | -13.5904 | 75.4853 | 161.9288 | 250.6679 | 333.8536 | 422.9987 | 509.8496 | 605.6029 | 699.008 | 792.151 | 889.2698 | 980.7407 | 1072.6082 | 1174.6894 | 1270.0857 | 1375.3175 | 1483.4926 | 1587.8904 | 1701.7828 | 1812.9771 | 1924.0166
|  | New Interconnectors | 0 | 270 | 270 | 1170 | 1170 | 1170 | 3035 | 3785 | 3785 | 3785 | 4535 | 5357.5 | 5357.5 | 5357.5 | 6812.5 | 6812.5 | 6812.5 | 6812.5 | 6812.5 | 6812.5 | 6812.5
|  | Retired Coal | 0 | 475 | 2950 | 3510 | 6930 | 8470 | 9590 | 10665 | 11040 | 12180 | 14220 | 16400 | 16400 | 16400 | 19980 | 21140 | 21140 | 21140 | 21140 | 21140 | 21884
|  | Retired Dispatchable | 0 | 740 | 3420 | 3980 | 7400 | 8940 | 10060 | 11520 | 11895 | 13447.5 | 15487.5 | 17901.84 | 18418.84 | 18580.84 | 23090.84 | 24250.84 | 24866.24 | 24866.24 | 25949.64 | 26069.64 | 26813.64
Note: Capacity built in 2021-22 includes all capacity built since 2019-20
Emissions trajectory
|  | Emissions (Mt CO2-e) | Total | 2021-22 | 2022-23 | 2023-24 | 2024-25 | 2025-26 | 2026-27 | 2027-28 | 2028-29 | 2029-30 | 2030-31 | 2031-32 | 2032-33 | 2033-34 | 2034-35 | 2035-36 | 2036-37 | 2037-38 | 2038-39 | 2039-40 | 2040-41 | 2041-42
|  | Step Change (DP8) | 1272.6126 | 128.2201 | 126.1272 | 123.2408 | 118.6363 | 105.6811 | 92.0056 | 84.9501 | 77.487 | 75.5773 | 67.8396 | 55.6444 | 43.1143 | 42.9981 | 41.5546 | 20.0436 | 12.1734 | 13.5581 | 11.752 | 11.5987 | 12.5981 | 7.8122
NEM relative change in capacity by year
Select region | NEM
|  | Capacity (MW) | 2021-22 | 2022-23 | 2023-24 | 2024-25 | 2025-26 | 2026-27 | 2027-28 | 2028-29 | 2029-30 | 2030-31 | 2031-32 | 2032-33 | 2033-34 | 2034-35 | 2035-36 | 2036-37 | 2037-38 | 2038-39 | 2039-40 | 2040-41 | 2041-42
|  | Black Coal | 0 | -475 | -2950 | -3510 | -6230 | -6680 | -6680 | -7380 | -7380 | -8520 | -10560 | -12740 | -12740 | -12740 | -16320 | -16320 | -16320 | -16320 | -16320 | -16320 | -17064
|  | Brown Coal | 0 | 0 | 0 | 0 | -700 | -1790 | -2910 | -3285 | -3660 | -3660 | -3660 | -3660 | -3660 | -3660 | -3660 | -4820 | -4820 | -4820 | -4820 | -4820 | -4820
|  | CCGT | 0 | -240 | -420 | -420 | -420 | -420 | -420 | -805 | -805 | -805 | -805 | -805 | -805 | -805 | -1605 | -1605 | -2134 | -2134 | -2777.4 | -2777.4 | -2777.4
|  | Peaking Gas+Liquids | 0 | 0 | 0 | 0 | 0 | 0 | 0 | 0 | 0 | -382.5 | -382.5 | -616.84 | -1078.84 | -1195.84 | -1325.84 | -1325.84 | -1325.84 | -1325.84 | -1765.84 | -1885.84 | -1885.84
|  | Hydro | 0 | 0 | 0 | 0 | 0 | 0 | 0 | 390 | 390 | 390 | 390 | 390 | 390 | 390 | 390 | 390 | 303.6 | 303.6 | 303.6 | 303.6 | 303.6
|  | Dispatchable Storage | 175.0363 | 338.3861 | 950.0442 | 3898.552 | 4154.0221 | 4494.1695 | 4783.3802 | 5834.8099 | 6009.6561 | 6402.2723 | 6694.4499 | 7639.8879 | 7902.2278 | 8182.7697 | 10093.7413 | 11103.927 | 12445.7095 | 12644.0163 | 12853.23 | 13272.0384 | 14924.0917
|  | Behind the Meter Storage | 175.0363 | 615.9581 | 904.5853 | 1358.0132 | 1357.4515 | 1427.4278 | 1590.381 | 1770.6821 | 1973.8868 | 2171.9474 | 2368.4343 | 2568.4241 | 2781.1131 | 3018.3427 | 3287.7015 | 3581.5752 | 3889.6801 | 4227.4931 | 4593.9804 | 4933.7925 | 5294.9881
|  | Wind | 0 | 1087.2 | 1313.1448 | 1438.9885 | 3212.5568 | 5195.9653 | 8407.915 | 8604.2702 | 9011.1685 | 12277.7066 | 14050.4734 | 18644.1605 | 18824.3135 | 18824.3135 | 22556.931 | 24084.9221 | 26315.9104 | 25706.9104 | 25984.8828 | 26398.4646 | 26350.1646
|  | Solar | 0 | 790 | 975 | 975 | 2634.451 | 4598.4837 | 6271.5526 | 6327.352 | 6940.9515 | 7981.8998 | 9081.7221 | 11847.7143 | 13782.6271 | 14274.3452 | 18597.9283 | 18817.2134 | 22239.1993 | 22178.869 | 22652.2036 | 24328.4082 | 24328.4082
|  | Distributed PV | 2279.24 | 4107.3643 | 5479.0773 | 7409.5228 | 8540.0593 | 9180.3071 | 9999.7665 | 11199.0242 | 11983.0027 | 12644.9771 | 14051.7617 | 14628.3763 | 15438.4756 | 16154.4815 | 18239.2428 | 19228.3601 | 20114.5722 | 20706.9289 | 21262.0539 | 22633.784 | 24119.3818
|  | Dispatchable Capacity | 261.4459 | -201.1286 | -2158.027 | 319.2199 | -2762.1243 | -3872.8318 | -4616.7702 | -4539.5872 | -4646.3359 | -5683.0768 | -7333.7803 | -8711.2114 | -8819.004 | -8553.3809 | -11057.013 | -11101.5956 | -10267.0379 | -9964.3333 | -10724.6272 | -10314.6245 | -9295.5316
|  | DSP | 86.4096 | 175.4853 | 261.9288 | 350.6679 | 433.8536 | 522.9987 | 609.8496 | 705.6029 | 799.008 | 892.151 | 989.2698 | 1080.7407 | 1172.6082 | 1274.6894 | 1370.0857 | 1475.3175 | 1583.4926 | 1687.8904 | 1801.7828 | 1912.9771 | 2024.0166
NEM relative change in generation by year
Select region | NEM
|  | As-generated generation (GWh) | 2021-22 | 2022-23 | 2023-24 | 2024-25 | 2025-26 | 2026-27 | 2027-28 | 2028-29 | 2029-30 | 2030-31 | 2031-32 | 2032-33 | 2033-34 | 2034-35 | 2035-36 | 2036-37 | 2037-38 | 2038-39 | 2039-40 | 2040-41 | 2041-42
|  | Black Coal | 0 | -4292.1119 | -6388.6635 | -11183.2135 | -19085.8008 | -23689.8403 | -23847.7082 | -26973.7282 | -24673.591 | -34025.7269 | -47173.5851 | -62324.1066 | -62196.1224 | -63340.9664 | -85477.8609 | -85652.6004 | -85886.0717 | -86148.7524 | -85737.113 | -85840.2535 | -91037.0415
|  | Brown Coal | 0 | 1578.1835 | 1473.4105 | 1973.8351 | -2672.1628 | -11084.6727 | -18438.6821 | -20734.0706 | -23561.0894 | -23768.2306 | -24020.0701 | -24161.8863 | -24062.0766 | -24232.0843 | -24854.8743 | -31434.2114 | -31434.2114 | -31434.2114 | -31434.2114 | -31434.2114 | -31434.2114
|  | CCGT | 0 | -12.5403 | -236.4222 | -1139.5745 | -955.582 | -909.1645 | 1949.5447 | -755.3162 | -1047.6664 | 730.6677 | 854.921 | 2350.0996 | 2180.0955 | 1573.523 | 977.2855 | 435.4709 | 1807.5205 | 6.047 | -536.204 | 249.9743 | -7.331
|  | Peaking Gas+Liquids | 0 | -24.8179 | 36.363 | -26.7641 | 19.5618 | 33.6004 | 398.6446 | 142.5322 | -4.8455 | 226.4032 | 194.3083 | 637.5479 | 268.7818 | 337.3239 | 293.2337 | 338.8693 | 1795.9226 | 672.2715 | 346.3342 | 1457.5616 | 950.2295
|  | Hydro | 0 | -2725.6917 | -2832.1273 | 173.2657 | -1519.4694 | -373.1241 | -5295.6029 | 2154.9908 | 912.5636 | -2568.4968 | 858.2015 | -1695.3632 | -2022.332 | 323.9649 | -1700.546 | -131.3534 | -6310.6088 | 1376.8632 | -41.7542 | -3677.9969 | -1258.8319
|  | Dispatchable Storage | 0 | 157.9238 | 493.6899 | 1361.0089 | 5182.6427 | 5687.4874 | 6493.8283 | 6875.5521 | 7686.3466 | 8700.0427 | 9150.2534 | 11267.6696 | 11461.8724 | 11809.2686 | 16903.5351 | 18332.6407 | 20921.5461 | 20278.9526 | 20365.9588 | 21737.4792 | 23389.5261
|  | Behind the Meter Storage | 0 | 269.2422 | 442.5899 | 724.5473 | 878.5697 | 947.7934 | 1074.3255 | 1208.927 | 1355.5021 | 1514.8925 | 1675.7819 | 1826.0931 | 1974.2067 | 2139.0123 | 2312.3664 | 2557.0735 | 2797.3277 | 3040.0547 | 3283.2785 | 3568.0197 | 3858.1091
|  | Wind | 0 | 1035.5358 | 2143.5225 | 3296.922 | 12613.3473 | 19031.6078 | 25721.6321 | 28451.691 | 29691.5487 | 39782.542 | 46790.3528 | 56528.7113 | 55818.8058 | 56766.0373 | 70372.0395 | 76233.8678 | 75222.2124 | 80238.9167 | 79520.09 | 77385.0783 | 79070.6212
|  | Solar | 0 | 2609.5231 | 2666.3437 | 2516.5703 | 7213.3533 | 12487.3294 | 16836.3105 | 13337.5584 | 16195.9357 | 19404.8306 | 23305.0642 | 31090.9452 | 34707.262 | 35379.0037 | 49468.2524 | 50311.127 | 58056.2952 | 49455.9276 | 53985.2078 | 59970.5312 | 62571.3924
|  | Distributed PV | 0 | 2993.3125 | 5341.8109 | 7676.9172 | 9845.9304 | 11161.8657 | 12324.6244 | 13770.5328 | 15173.3725 | 16297.9438 | 17896.3734 | 19334.906 | 20384.8391 | 21568.0005 | 23652.3497 | 25821.5798 | 27181.7168 | 28326.251 | 29330.7483 | 30721.8185 | 32731.0276
|  | DSP | 0 | 0 | 0 | 1.2938 | 0 | 1.4814 | 1.7064 | 1.8404 | 2.0621 | 0 | 2.8874 | 3.6001 | 2.2229 | 2.6093 | 0 | 3.3341 | 0 | 3.6857 | 6.1611 | 1.672 | 3.309

## Comparison 1 vs 2
Comparison - Step Change (Counterfactual) vs. Step Change (DP8)
Notes
1. The discount rate used for calculation is 5.9%
2. The top-most chart showing the difference in annual net market benefits presents Case 2 minus Case 1. A positive value indicates the net benefits of Case 2, while a negative value indicates the net benefits of Case 1
3. All other charts present Case 1 minus Case 2
Case 1 | Step Change (Counterfactual)
Case 2 | Step Change (DP8)
NEM difference in annual net market benefits
Select region | NEM
|  | Real June 2019 dollars ($m) | NPV | Early works (NPV) | 2021-22 | 2022-23 | 2023-24 | 2024-25 | 2025-26 | 2026-27 | 2027-28 | 2028-29 | 2029-30 | 2030-31 | 2031-32 | 2032-33 | 2033-34 | 2034-35 | 2035-36 | 2036-37 | 2037-38 | 2038-39 | 2039-40 | 2040-41 | 2041-42
|  | Capex | 23931.3325 |  | 847.7967 | 841.7229 | 1017.211 | 1675.4651 | 1629.5412 | 2925.6332 | 2497.4951 | 4248.2376 | 4209.4565 | 3799.283 | 3593.2951 | 3404.3901 | 3317.8913 | 3394.4294 | 2448.0953 | 2014.9036 | 1413.0988 | 1424.5993 | 1334.8286 | 1167.6693 | 1222.6492
|  | FOM | 3701.0667 |  | 214.7729 | 214.6036 | 237.606 | -791.104 | 228.8614 | -261.2231 | 50.5614 | 397.9232 | 591.9709 | 608.7335 | 353.4107 | 853.209 | 579.6217 | 254.5252 | 564.9265 | 773.722 | 1101.8542 | 1239.7105 | 953.1132 | 1335.9566 | 198.9001
|  | Fuel | 18828.8487 |  | -367.6111 | -325.4294 | -389.3946 | -415.6833 | -265.0026 | -152.0369 | 122.5378 | 1525.4934 | 1892.3169 | 2387.6555 | 2949.1933 | 3589.1398 | 3933.0391 | 4009.3505 | 4016.747 | 3986.499 | 5028.7034 | 4806.5439 | 5342.6519 | 5568.2264 | 5627.8761
|  | VOM | 716.2983 |  | -40.39 | -34.5118 | -47.4373 | -58.7238 | -72.6132 | -84.1515 | -60.4089 | 15.0064 | 31.2401 | 57.4982 | 77.1935 | 138.5707 | 179.4886 | 180.0926 | 231.3833 | 243.8903 | 331.6866 | 301.3313 | 346.383 | 376.0883 | 374.2609
|  | REZ | -1888.9529 |  | 0 | -0.41947 | -0.41948 | -0.41947 | -0.41947 | -1.1976 | -6.3711 | -1.4341 | -1.4341 | -86.9417 | -141.6669 | -226.1429 | -272.8076 | -279.5751 | -508.5493 | -531.8744 | -672.0453 | -673.2836 | -695.943 | -747.5232 | -747.5232
|  | DSP+USE | 138.383 |  | 0 | 0 | -14.3262 | -8.6928 | 0 | 21.7767 | 25.0842 | 16.3287 | 22.982 | 0 | 42.4445 | 52.9218 | -15.9611 | 38.3566 | 0 | 49.0109 | -55.4849 | 54.1801 | 90.5687 | -12.3965 | 48.6425
|  | Rehab | 33.3203 |  | 0 | 0 | 65.0195 | 288.5239 | -92.6527 | 840.3766 | -182.0545 | -57.7048 | -61.9469 | -185.8079 | -214.5642 | -120.286 | -2.11 | 0 | -474.8804 | -191.8471 | 65.3307 | -9.9341 | -5.6649 | -7.5118 | -121.4637
|  | Interconnectors | -4901.5026 | 0 | 0 | -7.6188 | -7.6188 | -137.1141 | -289.491 | -289.491 | -415.0205 | -548.8945 | -548.8945 | -548.8945 | -643.9486 | -797.4139 | -797.4139 | -797.4139 | -880.4956 | -880.4956 | -880.4956 | -880.4956 | -880.4956 | -880.4956 | -880.4956
|  | Net benefits | 40558.7939 | 0 | 654.5684 | 688.347 | 860.6402 | 552.2516 | 1138.2236 | 2999.6865 | 2031.8233 | 5594.956 | 6135.6909 | 6031.5262 | 6015.3573 | 6894.3885 | 6921.7479 | 6799.7653 | 5397.2268 | 5463.8086 | 6332.6479 | 6262.6517 | 6485.4419 | 6800.0135 | 5722.8462
*Net present value as at 1 July 2019
Note 1: DSP may include unserved energy below the current reliability standard
Note 2: Early works (NPV) represents the net present value of the cost of early works on interconnectors, as detailed in the 2020 ISP report
NEM difference in capacity by year
Select region | NEM
|  | Capacity (MW) | 2021-22 | 2022-23 | 2023-24 | 2024-25 | 2025-26 | 2026-27 | 2027-28 | 2028-29 | 2029-30 | 2030-31 | 2031-32 | 2032-33 | 2033-34 | 2034-35 | 2035-36 | 2036-37 | 2037-38 | 2038-39 | 2039-40 | 2040-41 | 2041-42
|  | Black Coal | 0 | 0 | -400 | -2175 | -855 | -3745 | -3745 | -3765 | -3765 | -2625 | -1305 | -565 | -565 | -565 | 2330 | 2330 | 1880 | 1880 | 1880 | 1880 | 2624
|  | Brown Coal | 0 | 0 | 0 | 0 | -750 | -3030 | -1910 | -1535 | -1160 | -1160 | -1160 | -1160 | -1160 | -1160 | -1160 | 0 | 0 | 0 | 0 | 0 | 0
|  | CCGT | 0 | 0 | 0 | 0 | 0 | 0 | 0 | 0 | 0 | 0 | 0 | 0 | 0 | 0 | 0 | 0 | 0 | 0 | 0 | 0 | 0
|  | Peaking Gas+Liquids | 0 | 0 | 0 | 1064.0391 | 1064.0391 | 2074.8908 | 2074.8908 | 2154.5402 | 2392.2594 | 2652.2194 | 3631.0669 | 4355.0586 | 5082.2842 | 5988.5093 | 5988.5093 | 5988.5093 | 6782.7133 | 6927.3851 | 7188.1471 | 8092.8326 | 9449.8254
|  | Hydro | 0 | 0 | 0 | 0 | 0 | 0 | 0 | -390 | -390 | -390 | -390 | -390 | -390 | -390 | -390 | -390 | -390 | -390 | -390 | -390 | -390
|  | Dispatchable Storage | 0 | 0 | 0 | 0 | 653.3009 | 4334.6925 | 4329.0937 | 6655.3115 | 6836.1689 | 6567.8551 | 6415.3014 | 5897.1691 | 5838.5225 | 5844.0002 | 4106.7304 | 3423.8893 | 2913.5415 | 2913.5415 | 2913.5415 | 2661.0376 | 1179.2729
|  | Behind the Meter Storage | 0 | 0 | 0 | 0 | 0 | 0 | 0 | 0 | 0 | 0 | 0 | 0 | 0 | 0 | 0 | 0 | 0 | 0 | 0 | 0 | 0
|  | Wind | 4916.9018 | 5039.8769 | 5947.9168 | 9544.2932 | 8532.1992 | 12179.5375 | 9747.6704 | 12106.1501 | 11699.2518 | 8636.4338 | 6863.6669 | 3511.4248 | 3245.7718 | 3245.7718 | 883.1543 | -644.8368 | -2875.8251 | -2266.8251 | -2544.7975 | -2958.3793 | -2910.0793
|  | Solar | 1339.5857 | 1104.3829 | 1692.2017 | 1934.5641 | 1673.8397 | 4058.7768 | 2385.7078 | 2329.9085 | 1716.309 | 675.3606 | -424.4617 | -3190.4539 | -5125.3667 | -5617.0848 | -9940.6679 | -10159.953 | -13581.9389 | -13521.6086 | -13994.9431 | -15671.1477 | -15671.1477
|  | Distributed PV | 0 | 0 | 0 | 0 | 0 | 0 | 0 | 0 | 0 | 0 | 0 | 0 | 0 | 0 | 0 | 0 | 0 | 0 | 0 | 0 | 0
|  | Dispatchable Capacity | 0 | 0 | -400 | -1110.9609 | 112.34 | -365.4168 | 748.9844 | 3119.8517 | 3913.4283 | 5045.0745 | 7191.3683 | 8137.2277 | 8805.8067 | 9717.5096 | 10875.2397 | 11352.3986 | 11186.2547 | 11330.9265 | 11591.6886 | 12243.8702 | 12863.0983
|  | DSP | 0 | 0 | 0 | 0 | 0 | 0 | 0 | 0 | 0 | 0 | 0 | 0 | 0 | 0 | 0 | 0 | 0 | 0 | 0 | 0 | 0
NEM difference in generation by year
Select region | NEM
|  | As-generated generation (GWh) | 2021-22 | 2022-23 | 2023-24 | 2024-25 | 2025-26 | 2026-27 | 2027-28 | 2028-29 | 2029-30 | 2030-31 | 2031-32 | 2032-33 | 2033-34 | 2034-35 | 2035-36 | 2036-37 | 2037-38 | 2038-39 | 2039-40 | 2040-41 | 2041-42
|  | Black Coal | -15374.8878 | -13344.3022 | -17435.1379 | -26854.35 | -21539.2467 | -27548.1712 | -23580.4616 | -48047.6391 | -50784.7317 | -41786.7507 | -30190.6132 | -18232.6484 | -18807.6338 | -17830.3165 | 2366.9425 | 2373.5099 | 1619.1986 | 1741.9627 | 1211.0694 | 1359.3624 | 6545.1584
|  | Brown Coal | -6742.2825 | -7894.2977 | -7144.5799 | -9063.2263 | -11331.9793 | -20349.5388 | -12995.5293 | -10700.1409 | -7873.122 | -7665.9808 | -7414.1414 | -7272.3251 | -7372.1348 | -7202.1271 | -6579.3372 | 0 | 0 | 0 | 0 | 0 | 0
|  | CCGT | -31.6384 | -20.9352 | 59.9935 | 908.9064 | 974.158 | 4723.5631 | 4653.2725 | 11100.4488 | 11591.3814 | 10237.1673 | 9678.3086 | 8640.0625 | 9031.3683 | 9734.1229 | 9047.6126 | 9615.7327 | 8410.2722 | 9529.9001 | 8729.9374 | 7937.6756 | 8213.6957
|  | Peaking Gas+Liquids | -27.1436 | -25.9693 | -60.4573 | 62.8682 | 92.9194 | 872.6531 | 1943.8098 | 13744.9053 | 16025.9928 | 18195.3802 | 19724.271 | 23335.7477 | 25907.9929 | 26071.7063 | 24392.7343 | 23542.0704 | 31451.4802 | 29726.1825 | 34121.5293 | 35794.4113 | 35656.0285
|  | Hydro | -322.3093 | 110.379 | -206.253 | -458.6454 | -894.8255 | -1986.2716 | -1091.9056 | -4257.2169 | -3795.0414 | -2422.3094 | -5831.9491 | -3756.2532 | -2855.2659 | -4287.3145 | -4486.7964 | -4673.63 | -1350.719 | -4004.3574 | -3263.7284 | -1436.783 | -4022.9168
|  | Dispatchable Storage | 82.0685 | 182.1627 | -38.1745 | 40.8754 | -1736.6484 | 4225.0572 | 4607.5053 | 4598.004 | 3587.4379 | 3030.5848 | 1617.0749 | -600.2701 | -1530.192 | -1965.2708 | -6416.0775 | -7618.5545 | -10535.4778 | -10391.9067 | -11251.472 | -12618.6291 | -14840.6724
|  | Behind the Meter Storage | 0 | 0 | 0 | 0 | 0 | 0 | 0 | 0 | 0 | 0 | 0 | 0 | 0 | 0 | 0 | 0 | 0 | 0 | 0 | 0 | 0
|  | Wind | 17958.5357 | 17255.3869 | 19028.5344 | 28858.3332 | 25365.8077 | 34062.5651 | 24849.2317 | 32889.0143 | 30110.8411 | 20257.571 | 14340.2867 | 4465.297 | 5466.8764 | 5873.265 | -118.4852 | -5103.629 | -8401.5407 | -9444.3854 | -10342.5737 | -8874.7792 | -9737.5165
|  | Solar | 3489.1905 | 2848.0367 | 4193.1965 | 4803.5376 | 3684.6213 | 7447.0467 | 3379.8976 | 2862.0418 | 1225.2779 | -1012.4904 | -4422.0436 | -11070.7997 | -15657.0791 | -16674.8832 | -29503.6216 | -30433.728 | -37939.0134 | -33111.0896 | -36424.229 | -41614.2701 | -43671.4595
|  | Distributed PV | 0 | 0 | 0 | 0 | 0 | 0 | 0 | 0 | 0 | 0 | 0 | 0 | 0 | 0 | 0 | 0 | 0 | 0 | 0 | 0 | 0
Load (GWh)
|  | Dispatchable Storage Load | 420.5481 | 531.9783 | 159.7546 | 538.2546 | -2839.2278 | 4399.1929 | 4248.055 | 5541.1993 | 3602.9186 | 2070.0803 | 410.4994 | -2374.5829 | -3580.4292 | -4016.2171 | -9363.2512 | -10690.3102 | -14476.1131 | -13992.63 | -15188.2131 | -17090.1121 | -19916.87 |  |  | #REF!
|  | Behind the Meter Storage Load | 0 | 0 | 0 | 0 | 0 | 0 | 0 | 0 | 0 | 0 | 0 | 0 | 0 | 0 | 0 | 0 | 0 | 0 | 0 | 0 | 0
|  | DSP | 0 | 0 | 0 | 0 | 0 | 0 | 0 | 0 | 0 | 0 | 0 | 0 | 0 | 0 | 0 | 0 | 0 | 0 | 0 | 0 | 0
NEM differences in generation by technology type
Select region | NEM
|  | As-generated generation (GWh) | 2021-22: 2021-22; 2022-23: 2031-32; 2023-24: 2041-42
|  | Black Coal | 2021-22: -15374.8878; 2022-23: -30190.6132; 2023-24: 6545.1584
|  | Brown Coal | 2021-22: -6742.2825; 2022-23: -7414.1414; 2023-24: 0
|  | CCGT | 2021-22: -31.6384; 2022-23: 9678.3086; 2023-24: 8213.6957
|  | Peaking Gas+Liquids | 2021-22: -27.1436; 2022-23: 19724.271; 2023-24: 35656.0285
|  | Hydro | 2021-22: -322.3093; 2022-23: -5831.9491; 2023-24: -4022.9168
|  | Dispatchable Storage | 2021-22: 82.0685; 2022-23: 1617.0749; 2023-24: -14840.6724
|  | Behind the Meter Storage | 2021-22: 0; 2022-23: 0; 2023-24: 0
|  | Wind | 2021-22: 17958.5357; 2022-23: 14340.2867; 2023-24: -9737.5165
|  | Solar | 2021-22: 3489.1905; 2022-23: -4422.0436; 2023-24: -43671.4595
|  | Distributed PV | 2021-22: 0; 2022-23: 0; 2023-24: 0
Load (GWh)
|  | Dispatchable Storage Load | 2021-22: 420.5481; 2022-23: 410.4994; 2023-24: -19916.87
|  | Behind the Meter Storage Load | 2021-22: 0; 2022-23: 0; 2023-24: 0
|  | DSP | 2021-22: 0; 2022-23: 0; 2023-24: 0
NEM differences in storage capacity by year
Select region | NEM
|  | Capacity (MW) | 2021-22 | 2022-23 | 2023-24 | 2024-25 | 2025-26 | 2026-27 | 2027-28 | 2028-29 | 2029-30 | 2030-31 | 2031-32 | 2032-33 | 2033-34 | 2034-35 | 2035-36 | 2036-37 | 2037-38 | 2038-39 | 2039-40 | 2040-41 | 2041-42
|  | Shallow Storage | 0 | 0 | 0 | 0 | 99.7543 | 1475.7398 | 1475.7398 | 1475.7398 | 1475.7398 | 1475.7398 | 1475.7398 | 1475.7398 | 1475.7398 | 1475.7398 | 1475.7398 | 1475.7398 | 1475.7398 | 1475.7398 | 1475.7398 | 1475.7398 | -6.0248
|  | Medium Storage | 0 | 0 | 0 | 0 | 553.5466 | 2337.2551 | 2331.6563 | 2673.8616 | 2854.719 | 2586.4052 | 2433.8515 | 2096.1334 | 2037.4868 | 2042.9646 | 1627.2384 | 944.3973 | 1436.3766 | 1436.3766 | 1436.3766 | 1287.4304 | 1287.4304
|  | Deep Storage | 0 | 0 | 0 | 0 | 0 | 521.6975 | 521.6975 | 2505.7101 | 2505.7101 | 2505.7101 | 2505.7101 | 2325.2958 | 2325.2958 | 2325.2958 | 1003.7522 | 1003.7522 | 1.4251 | 1.4251 | 1.4251 | -102.1327 | -102.1327
|  | Behind the Meter Storage | 0 | 0 | 0 | 0 | 0 | 0 | 0 | 0 | 0 | 0 | 0 | 0 | 0 | 0 | 0 | 0 | 0 | 0 | 0 | 0 | 0
NEM differences in storage generation by year
Select region | NEM
|  | As-generated generation (GWh) | 2021-22 | 2022-23 | 2023-24 | 2024-25 | 2025-26 | 2026-27 | 2027-28 | 2028-29 | 2029-30 | 2030-31 | 2031-32 | 2032-33 | 2033-34 | 2034-35 | 2035-36 | 2036-37 | 2037-38 | 2038-39 | 2039-40 | 2040-41 | 2041-42
|  | Shallow Storage | -90.2653 | -52.1441 | -215.7146 | -182.4669 | -278.4495 | 523.5448 | 550.5823 | -69.0043 | -75.2906 | -37.2107 | -148.589 | -313.9685 | -532.7747 | -602.3968 | -656.2787 | -662.4186 | -752.187 | -1039.1096 | -1238.6296 | -1255.6875 | -2055.0102
|  | Medium Storage | 172.3338 | 234.3067 | 177.5401 | 157.9752 | 741.765 | 3827.1351 | 3648.8591 | 2049.8868 | 1820.0556 | 1262.5508 | 576.4779 | -906.9678 | -1411.4661 | -1754.5782 | -2731.1227 | -3994.8494 | -4043.0742 | -3748.0876 | -4242.4525 | -4847.6439 | -5324.4825
|  | Deep Storage | 0 | 0 | 0 | 65.3671 | -2199.9639 | -125.6226 | 408.0638 | 2617.1215 | 1842.6728 | 1805.2447 | 1189.186 | 620.6662 | 414.0487 | 391.7042 | -3028.676 | -2961.2865 | -5740.2166 | -5604.7094 | -5770.3899 | -6515.2976 | -7461.1797
|  | Behind the Meter Storage | 0 | 0 | 0 | 0 | 0 | 0 | 0 | 0 | 0 | 0 | 0 | 0 | 0 | 0 | 0 | 0 | 0 | 0 | 0 | 0 | 0
NEM differences in dispatchable capacity built by year vs cumulative coal retirements
Select region | NEM
|  | Capacity Built (MW) | 2021-22 | 2022-23 | 2023-24 | 2024-25 | 2025-26 | 2026-27 | 2027-28 | 2028-29 | 2029-30 | 2030-31 | 2031-32 | 2032-33 | 2033-34 | 2034-35 | 2035-36 | 2036-37 | 2037-38 | 2038-39 | 2039-40 | 2040-41 | 2041-42
|  | CCGT | 0 | 0 | 0 | 0 | 0 | 0 | 0 | 0 | 0 | 0 | 0 | 0 | 0 | 0 | 0 | 0 | 0 | 0 | 0 | 0 | 0
|  | Peaking Gas+Liquids | 0 | 0 | 0 | 1064.0391 | 1064.0391 | 2074.8908 | 2074.8908 | 2154.5402 | 2392.2594 | 2652.2194 | 3631.0669 | 4355.0586 | 5082.2842 | 5988.5093 | 5988.5093 | 5988.5093 | 6782.7133 | 6927.3851 | 7188.1471 | 8092.8326 | 9449.8254
|  | Hydro | 0 | 0 | 0 | 0 | 0 | 0 | 0 | -390 | -390 | -390 | -390 | -390 | -390 | -390 | -390 | -390 | -390 | -390 | -390 | -390 | -390
|  | Shallow Storage | 0 | 0 | 0 | 0 | 99.7543 | 1475.7398 | 1475.7398 | 1475.7398 | 1475.7398 | 1475.7398 | 1475.7398 | 1475.7398 | 1475.7398 | 1475.7398 | 1475.7398 | 1475.7398 | 1475.7398 | 1475.7398 | 1475.7398 | 1475.7398 | -6.0248
|  | Medium Storage | 0 | 0 | 0 | 0 | 553.5466 | 2337.2551 | 2331.6563 | 2673.8616 | 2854.719 | 2586.4052 | 2433.8515 | 2096.1334 | 2037.4868 | 2042.9646 | 1627.2384 | 944.3973 | 1436.3766 | 1436.3766 | 1436.3766 | 1287.4304 | 1287.4304
|  | Deep Storage | 0 | 0 | 0 | 0 | 0 | 521.6975 | 521.6975 | 2505.7101 | 2505.7101 | 2505.7101 | 2505.7101 | 2325.2958 | 2325.2958 | 2325.2958 | 1003.7522 | 1003.7522 | 1.4251 | 1.4251 | 1.4251 | -102.1327 | -102.1327
|  | DSP | 0 | 0 | 0 | 0 | 0 | 0 | 0 | 0 | 0 | 0 | 0 | 0 | 0 | 0 | 0 | 0 | 0 | 0 | 0 | 0 | 0
|  | New Interconnectors | 0 | -85 | -85 | -985 | -985 | -985 | -2850 | -3600 | -3600 | -3600 | -4350 | -5172.5 | -5172.5 | -5172.5 | -6627.5 | -6627.5 | -6627.5 | -6627.5 | -6627.5 | -6627.5 | -6627.5
|  | Retired Coal | 0 | 0 | 400 | 2175 | 1605 | 6775 | 5655 | 5300 | 4925 | 3785 | 2465 | 1725 | 1725 | 1725 | -1170 | -2330 | -1880 | -1880 | -1880 | -1880 | -2624
|  | Retired Dispatchable | 0 | 0 | 400 | 2175 | 1605 | 6775 | 5655 | 5300 | 4925 | 3785 | 2465 | 1725 | 1725 | 1725 | -1170 | -2330 | -1880 | -1880 | -1880 | -1880 | -2624
Note: Capacity built in 2021-22 includes all capacity built since 2019-20
Emissions trajectory comparison
|  | Emissions (Mt CO2-e) | Total | 2021-22 | 2022-23 | 2023-24 | 2024-25 | 2025-26 | 2026-27 | 2027-28 | 2028-29 | 2029-30 | 2030-31 | 2031-32 | 2032-33 | 2033-34 | 2034-35 | 2035-36 | 2036-37 | 2037-38 | 2038-39 | 2039-40 | 2040-41 | 2041-42
|  | Step Change (Counterfactual) | 1113.6849 | 105.7396 | 104.0709 | 98.1597 | 83.5391 | 72.5828 | 44.9641 | 50.7297 | 36.2129 | 37.5574 | 39.1005 | 38.7873 | 39.1233 | 40.4499 | 40.5063 | 36.7029 | 36.0175 | 41.9854 | 39.2865 | 41.537 | 43.4884 | 43.1439
|  | Step Change (DP8) | 1272.6126 | 128.2201 | 126.1272 | 123.2408 | 118.6363 | 105.6811 | 92.0056 | 84.9501 | 77.487 | 75.5773 | 67.8396 | 55.6444 | 43.1143 | 42.9981 | 41.5546 | 20.0436 | 12.1734 | 13.5581 | 11.752 | 11.5987 | 12.5981 | 7.8122

## Capacity_1
Installed capacity by technology (MW) - Step Change (Counterfactual)
Capacity calculated on 1 July. Years are financial year ending. In early study years some wind and solar projects enter later in the financial year and are reflected in the following financial year's capacity.
Region | Technology | Existing+Committed in 2021 | 2022 | 2023 | 2024 | 2025 | 2026 | 2027 | 2028 | 2029 | 2030 | 2031 | 2032 | 2033 | 2034 | 2035 | 2036 | 2037 | 2038 | 2039 | 2040 | 2041 | 2042
NEM | Black Coal | 18336 | 18336 | 17861 | 14986 | 12651 | 11251 | 7911 | 7911 | 7191 | 7191 | 7191 | 6471 | 5031 | 5031 | 5031 | 4346 | 4346 | 3896 | 3896 | 3896 | 3896 | 3896
NEM | Brown Coal | 4820 | 4820 | 4820 | 4820 | 4820 | 3370 | 0 | 0 | 0 | 0 | 0 | 0 | 0 | 0 | 0 | 0 | 0 | 0 | 0 | 0 | 0 | 0
NEM | CCGT | 4285.9 | 4285.9 | 4045.9 | 3865.9 | 3865.9 | 3865.9 | 3865.9 | 3865.9 | 3480.9 | 3480.9 | 3480.9 | 3480.9 | 3480.9 | 3480.9 | 3480.9 | 2680.9 | 2680.9 | 2151.9 | 2151.9 | 1508.5 | 1508.5 | 1508.5
NEM | Peaking Gas+Liquids | 6812.873 | 6812.873 | 6812.873 | 6812.873 | 7876.9121 | 7876.9121 | 8887.7638 | 8887.7638 | 8967.4132 | 9205.1324 | 9082.5924 | 10061.4399 | 10551.0916 | 10816.3172 | 11605.5423 | 11475.5423 | 11475.5423 | 12269.7463 | 12414.4181 | 12235.1801 | 13019.8656 | 14376.8584
NEM | Hydro | 6906.5 | 6906.5 | 6906.5 | 6906.5 | 6906.5 | 6906.5 | 6906.5 | 6906.5 | 6906.5 | 6906.5 | 6906.5 | 6906.5 | 6906.5 | 6906.5 | 6906.5 | 6906.5 | 6906.5 | 6820.1 | 6820.1 | 6820.1 | 6820.1 | 6820.1
NEM | Dispatchable Storage | 1506.78 | 1681.8163 | 1845.1661 | 2456.8243 | 5405.332 | 6314.1031 | 10335.642 | 10619.2539 | 13996.9014 | 14352.6051 | 14476.9074 | 14616.5313 | 15043.837 | 15247.5303 | 15533.5499 | 15707.2517 | 16034.5963 | 16866.031 | 17064.3378 | 17273.5515 | 17439.856 | 17610.1447
NEM | Behind the Meter Storage | 406.78 | 581.8163 | 1022.7382 | 1311.3654 | 1764.7932 | 1764.2315 | 1834.2078 | 1997.161 | 2177.4622 | 2380.6669 | 2578.7275 | 2775.2144 | 2975.2041 | 3187.8931 | 3425.1228 | 3694.4815 | 3988.3553 | 4296.4601 | 4634.2732 | 5000.7604 | 5340.5725 | 5701.7682
NEM | Wind | 9005.458 | 13922.3598 | 15132.5349 | 16266.5196 | 19988.7397 | 20750.2141 | 26380.9608 | 27161.0433 | 29715.8783 | 29715.8783 | 29919.5984 | 29919.5984 | 31161.0433 | 31075.5433 | 31075.5433 | 32445.5433 | 32445.5433 | 32445.5433 | 32445.5433 | 32445.5433 | 32445.5433 | 32445.5433
NEM | Solar | 5151.711 | 6491.2967 | 7046.0939 | 7818.9127 | 8061.2751 | 9460.0017 | 13808.9714 | 13808.9714 | 13808.9714 | 13808.9714 | 13808.9714 | 13808.9714 | 13808.9714 | 13808.9714 | 13808.9714 | 13808.9714 | 13808.9714 | 13808.9714 | 13808.9714 | 13808.9714 | 13808.9714 | 13808.9714
NEM | Distributed PV | 12451.2329 | 14730.4729 | 16558.5972 | 17930.3101 | 19860.7556 | 20991.2921 | 21631.54 | 22450.9994 | 23650.2571 | 24434.2355 | 25096.21 | 26502.9945 | 27079.6092 | 27889.7084 | 28605.7143 | 30690.4757 | 31679.593 | 32565.805 | 33158.1617 | 33713.2868 | 35085.0169 | 36570.6147
Total |  | 69683.2349 | 78569.035 | 82051.4031 | 83175.2051 | 91201.2078 | 92550.1547 | 101562.4858 | 103608.5927 | 109895.2836 | 111475.8896 | 112541.407 | 114543.1499 | 116038.1567 | 117444.3639 | 119472.8441 | 121755.666 | 123366.0016 | 125120.5571 | 126393.7055 | 126701.8935 | 129364.4257 | 132738.5007
NEM | DSP | 442.51 | 528.9196 | 617.9953 | 704.4388 | 793.1779 | 876.3636 | 965.5087 | 1052.3596 | 1148.1129 | 1241.518 | 1334.661 | 1431.7798 | 1523.2507 | 1615.1182 | 1717.1994 | 1812.5957 | 1917.8275 | 2026.0026 | 2130.4004 | 2244.2928 | 2355.4871 | 2466.5266
Total including DSP |  | 70125.7449 | 79097.9546 | 82669.3984 | 83879.6439 | 91994.3858 | 93426.5183 | 102527.9945 | 104660.9523 | 111043.3966 | 112717.4076 | 113876.068 | 115974.9297 | 117561.4074 | 119059.4821 | 121190.0435 | 123568.2617 | 125283.8291 | 127146.5598 | 128524.1059 | 128946.1864 | 131719.9129 | 135205.0273
Region | Technology | Existing+Committed in 2021 | 2022 | 2023 | 2024 | 2025 | 2026 | 2027 | 2028 | 2029 | 2030 | 2031 | 2032 | 2033 | 2034 | 2035 | 2036 | 2037 | 2038 | 2039 | 2040 | 2041 | 2042
NSW | Black Coal | 10210 | 10210 | 9735 | 8260 | 6205 | 6205 | 3565 | 3565 | 2845 | 2845 | 2845 | 2125 | 685 | 685 | 685 | 0 | 0 | 0 | 0 | 0 | 0 | 0
NSW | Brown Coal | 0 | 0 | 0 | 0 | 0 | 0 | 0 | 0 | 0 | 0 | 0 | 0 | 0 | 0 | 0 | 0 | 0 | 0 | 0 | 0 | 0 | 0
NSW | CCGT | 440 | 440 | 440 | 440 | 440 | 440 | 440 | 440 | 440 | 440 | 440 | 440 | 440 | 440 | 440 | 440 | 440 | 440 | 440 | 440 | 440 | 440
NSW | Peaking Gas+Liquids | 1561.233 | 1561.233 | 1561.233 | 1561.233 | 2625.2721 | 2625.2721 | 3636.1238 | 3636.1238 | 3636.1238 | 3719.8594 | 3719.8594 | 4515.9516 | 4760.9338 | 5290.7229 | 5815.329 | 5765.329 | 5765.329 | 5765.329 | 5765.329 | 5765.329 | 5765.329 | 6880.6463
NSW | Hydro | 2285 | 2285 | 2285 | 2285 | 2285 | 2285 | 2285 | 2285 | 2285 | 2285 | 2285 | 2285 | 2285 | 2285 | 2285 | 2285 | 2285 | 2285 | 2285 | 2285 | 2285 | 2285
NSW | Dispatchable Storage | 395.1175 | 478.6368 | 541.4025 | 797.776 | 3220.5464 | 3326.4881 | 4152.3339 | 4209.4972 | 4877.5288 | 5127.7544 | 5185.2724 | 5236.2015 | 5283.4125 | 5331.4408 | 5563.358 | 5625.255 | 5691.0515 | 5755.8617 | 5825.4942 | 5898.1272 | 5951.8822 | 6006.1061
NSW | Behind the Meter Storage | 155.1175 | 238.6368 | 425.0831 | 547.1536 | 739.2537 | 738.2621 | 766.2068 | 832.0236 | 904.4885 | 986.46 | 1063.5721 | 1139.3008 | 1215.6623 | 1296.3788 | 1384.6847 | 1486.0242 | 1596.0763 | 1710.7098 | 1835.8993 | 1970.5156 | 2091.8752 | 2219.6334
NSW | Wind | 1639.46 | 1839.46 | 2067.46 | 2067.46 | 5789.6801 | 5789.6801 | 8429.6801 | 8429.6801 | 8429.6801 | 8429.6801 | 8429.6801 | 8429.6801 | 8429.6801 | 8429.6801 | 8429.6801 | 9799.6801 | 9799.6801 | 9799.6801 | 9799.6801 | 9799.6801 | 9799.6801 | 9799.6801
NSW | Solar | 1837.317 | 2952.317 | 2952.317 | 2952.317 | 3194.6794 | 3194.6794 | 3194.6794 | 3194.6794 | 3194.6794 | 3194.6794 | 3194.6794 | 3194.6794 | 3194.6794 | 3194.6794 | 3194.6794 | 3194.6794 | 3194.6794 | 3194.6794 | 3194.6794 | 3194.6794 | 3194.6794 | 3194.6794
NSW | Distributed PV | 3283.0664 | 3881.3939 | 4585.4336 | 5190.9766 | 5967.6512 | 6440.5795 | 6688.1097 | 6959.5675 | 7320.736 | 7546.198 | 7695.2566 | 8228.5532 | 8393.6155 | 8673.574 | 8865.4258 | 9556.5009 | 9861.1401 | 10146.5388 | 10320.5004 | 10478.6207 | 10919.2208 | 11395.5164
Total |  | 21806.3114 | 23886.6775 | 24592.9292 | 24101.9162 | 30467.083 | 31044.9614 | 33157.1337 | 33551.5717 | 33933.2366 | 34574.6313 | 34858.32 | 35594.3666 | 34687.9837 | 35626.476 | 36663.1571 | 38152.4686 | 38632.9563 | 39097.7988 | 39466.5826 | 39831.9521 | 40447.6668 | 42221.2617
NSW | DSP | 93.24 | 126.7305 | 161.432 | 194.9136 | 228.6556 | 260.8528 | 296.2816 | 329.1835 | 368.3602 | 407.2677 | 443.6353 | 481.2302 | 518.7001 | 555.7165 | 599.8152 | 635.5731 | 676.7194 | 720.6 | 766.4687 | 809.0781 | 853.855 | 896.9494
Total including DSP |  | 21899.5514 | 24013.408 | 24754.3612 | 24296.8298 | 30695.7386 | 31305.8142 | 33453.4153 | 33880.7551 | 34301.5968 | 34981.8991 | 35301.9554 | 36075.5967 | 35206.6838 | 36182.1924 | 37262.9723 | 38788.0417 | 39309.6758 | 39818.3988 | 40233.0512 | 40641.0302 | 41301.5217 | 43118.211
Region | Technology | Existing+Committed in 2021 | 2022 | 2023 | 2024 | 2025 | 2026 | 2027 | 2028 | 2029 | 2030 | 2031 | 2032 | 2033 | 2034 | 2035 | 2036 | 2037 | 2038 | 2039 | 2040 | 2041 | 2042
QLD | Black Coal | 8126 | 8126 | 8126 | 6726 | 6446 | 5046 | 4346 | 4346 | 4346 | 4346 | 4346 | 4346 | 4346 | 4346 | 4346 | 4346 | 4346 | 3896 | 3896 | 3896 | 3896 | 3896
QLD | Brown Coal | 0 | 0 | 0 | 0 | 0 | 0 | 0 | 0 | 0 | 0 | 0 | 0 | 0 | 0 | 0 | 0 | 0 | 0 | 0 | 0 | 0 | 0
QLD | CCGT | 1596.9 | 1596.9 | 1596.9 | 1596.9 | 1596.9 | 1596.9 | 1596.9 | 1596.9 | 1211.9 | 1211.9 | 1211.9 | 1211.9 | 1211.9 | 1211.9 | 1211.9 | 1211.9 | 1211.9 | 1211.9 | 1211.9 | 1068.5 | 1068.5 | 1068.5
QLD | Peaking Gas+Liquids | 1909.5 | 1909.5 | 1909.5 | 1909.5 | 1909.5 | 1909.5 | 1909.5 | 1909.5 | 1989.1495 | 2143.133 | 2403.093 | 2585.8483 | 3064.8578 | 2970.2944 | 3234.9133 | 3234.9133 | 3234.9133 | 3969.7225 | 4114.3943 | 4375.1564 | 4537.2223 | 4778.8978
QLD | Hydro | 152.4 | 152.4 | 152.4 | 152.4 | 152.4 | 152.4 | 152.4 | 152.4 | 152.4 | 152.4 | 152.4 | 152.4 | 152.4 | 152.4 | 152.4 | 152.4 | 152.4 | 66 | 66 | 66 | 66 | 66
QLD | Dispatchable Storage | 649.4356 | 692.8742 | 746.1209 | 881.2087 | 1086.955 | 1431.1208 | 2112.1512 | 2287.1415 | 2898.9649 | 2942.3779 | 2981.2895 | 3016.7346 | 3051.5543 | 3087.1982 | 3126.911 | 3171.2663 | 3218.8289 | 3268.013 | 3321.7331 | 3379.333 | 3427.68 | 3477.7738
QLD | Behind the Meter Storage | 79.4356 | 122.8742 | 220.1852 | 285.6629 | 390.5983 | 392.7691 | 410.8518 | 449.8378 | 493.0112 | 541.8788 | 589.8871 | 637.6304 | 687.2859 | 740.1445 | 799.2391 | 865.5615 | 938.3191 | 1016.4331 | 1103.1493 | 1198.4317 | 1288.9112 | 1385.9754
QLD | Wind | 676.608 | 4166.608 | 4507.559 | 5641.5438 | 5641.5438 | 5700.6542 | 5700.6542 | 5700.6542 | 5700.6542 | 5700.6542 | 5700.6542 | 5700.6542 | 5700.6542 | 5700.6542 | 5700.6542 | 5700.6542 | 5700.6542 | 5700.6542 | 5700.6542 | 5700.6542 | 5700.6542 | 5700.6542
QLD | Solar | 1971.857 | 2027.0599 | 2381.857 | 2947.8108 | 2947.8108 | 2947.8108 | 2947.8108 | 2947.8108 | 2947.8108 | 2947.8108 | 2947.8108 | 2947.8108 | 2947.8108 | 2947.8108 | 2947.8108 | 2947.8108 | 2947.8108 | 2947.8108 | 2947.8108 | 2947.8108 | 2947.8108 | 2947.8108
QLD | Distributed PV | 4338.4916 | 5293.852 | 5731.1168 | 5990.0778 | 6490.0367 | 6779.0089 | 6997.6302 | 7272.0817 | 7559.0111 | 7785.4777 | 7965.3474 | 8246.3607 | 8503.9066 | 8787.1319 | 9069.6111 | 9605.3308 | 9895.7686 | 10181.784 | 10410.5604 | 10637.6026 | 11082.5512 | 11542.7002
Total |  | 19500.6279 | 24088.0682 | 25371.6389 | 26131.104 | 26661.7446 | 25956.1639 | 26173.8983 | 26662.326 | 27298.9017 | 27771.6324 | 28298.3821 | 28845.339 | 29666.3696 | 29943.534 | 30589.4394 | 31235.8369 | 31646.595 | 32258.3177 | 32772.2021 | 33269.4887 | 34015.3297 | 34864.3123
QLD | DSP | 202.14 | 221.1575 | 241.8145 | 261.3669 | 280.5339 | 299.7729 | 319.3472 | 341.2814 | 361.3255 | 381.0094 | 401.1191 | 423.2504 | 443.7261 | 465.3825 | 487.0256 | 511.0798 | 532.8683 | 556.956 | 579.227 | 605.9521 | 630.0661 | 653.1532
Total including DSP |  | 19702.7679 | 24309.2257 | 25613.4534 | 26392.4709 | 26942.2785 | 26255.9368 | 26493.2454 | 27003.6073 | 27660.2272 | 28152.6418 | 28699.5012 | 29268.5895 | 30110.0956 | 30408.9165 | 31076.465 | 31746.9167 | 32179.4633 | 32815.2737 | 33351.4291 | 33875.4408 | 34645.3958 | 35517.4655
Region | Technology | Existing+Committed in 2021 | 2022 | 2023 | 2024 | 2025 | 2026 | 2027 | 2028 | 2029 | 2030 | 2031 | 2032 | 2033 | 2034 | 2035 | 2036 | 2037 | 2038 | 2039 | 2040 | 2041 | 2042
VIC | Black Coal | 0 | 0 | 0 | 0 | 0 | 0 | 0 | 0 | 0 | 0 | 0 | 0 | 0 | 0 | 0 | 0 | 0 | 0 | 0 | 0 | 0 | 0
VIC | Brown Coal | 4820 | 4820 | 4820 | 4820 | 4820 | 3370 | 0 | 0 | 0 | 0 | 0 | 0 | 0 | 0 | 0 | 0 | 0 | 0 | 0 | 0 | 0 | 0
VIC | CCGT | 500 | 500 | 500 | 500 | 500 | 500 | 500 | 500 | 500 | 500 | 500 | 500 | 500 | 500 | 500 | 500 | 500 | 500 | 500 | 0 | 0 | 0
VIC | Peaking Gas+Liquids | 1900 | 1900 | 1900 | 1900 | 1900 | 1900 | 1900 | 1900 | 1900 | 1900 | 1900 | 1900 | 1900 | 1730 | 1730 | 1730 | 1730 | 1730 | 1730 | 1290 | 2032.6196 | 2032.6196
VIC | Hydro | 2206 | 2206 | 2206 | 2206 | 2206 | 2206 | 2206 | 2206 | 2206 | 2206 | 2206 | 2206 | 2206 | 2206 | 2206 | 2206 | 2206 | 2206 | 2206 | 2206 | 2206 | 2206
VIC | Dispatchable Storage | 152.6479 | 194.8804 | 227.3763 | 356.9816 | 554.8352 | 980.2266 | 2747.0328 | 2780.3391 | 4406.2893 | 4446.6469 | 4486.681 | 4523.3429 | 4608.0466 | 4587.4 | 4607.3383 | 4652.6512 | 4759.0611 | 5454.8278 | 5506.9826 | 5561.9299 | 5607.3351 | 5654.4957
VIC | Behind the Meter Storage | 77.6479 | 119.8804 | 214.9039 | 276.6114 | 377.1424 | 378.3383 | 394.8452 | 431.4558 | 472.2619 | 518.1548 | 566.2436 | 614.1771 | 661.9036 | 712.8322 | 771.2319 | 837.5096 | 910.5868 | 987.2959 | 1071.501 | 1163.0182 | 1249.2128 | 1341.7585
VIC | Wind | 3976.73 | 4426.73 | 4577.93 | 4577.93 | 4577.93 | 5280.2939 | 8177.8371 | 8417.4318 | 10972.2668 | 10972.2668 | 11175.9869 | 11175.9869 | 12417.4318 | 12364.9318 | 12364.9318 | 12364.9318 | 12364.9318 | 12364.9318 | 12364.9318 | 12364.9318 | 12364.9318 | 12364.9318
VIC | Solar | 964.537 | 964.537 | 964.537 | 1116.4021 | 1116.4021 | 2515.1287 | 6864.0984 | 6864.0984 | 6864.0984 | 6864.0984 | 6864.0984 | 6864.0984 | 6864.0984 | 6864.0984 | 6864.0984 | 6864.0984 | 6864.0984 | 6864.0984 | 6864.0984 | 6864.0984 | 6864.0984 | 6864.0984
VIC | Distributed PV | 2915.3234 | 3472.2634 | 4048.7822 | 4489.8563 | 5025.1178 | 5337.6695 | 5475.3921 | 5706.1982 | 6172.8379 | 6461.0367 | 6737.458 | 7205.065 | 7326.301 | 7519.5455 | 7708.2866 | 8361.0917 | 8657.4535 | 8902.0909 | 9052.0267 | 9187.9191 | 9572.835 | 10004.8384
Total |  | 17512.8862 | 18604.2912 | 19459.5293 | 20243.7814 | 21077.4275 | 22467.6571 | 28265.2056 | 28805.5233 | 33493.7543 | 33868.2036 | 34436.4678 | 34988.6702 | 36483.7814 | 36484.8079 | 36751.887 | 37516.2827 | 37992.1316 | 39009.2448 | 39295.5405 | 38637.8974 | 39897.0327 | 40468.7423
VIC | DSP | 84.63 | 109.5598 | 133.7329 | 157.8797 | 184.456 | 207.1159 | 231.769 | 256.0547 | 282.4198 | 306.6925 | 333.5733 | 360.5706 | 384.5376 | 409.5853 | 435.6057 | 462.1067 | 493.2426 | 522.1012 | 548.7393 | 583.1851 | 615.3568 | 647.6947
Total including DSP |  | 17597.5162 | 18713.851 | 19593.2622 | 20401.661 | 21261.8835 | 22674.773 | 28496.9746 | 29061.578 | 33776.1741 | 34174.896 | 34770.0412 | 35349.2408 | 36868.319 | 36894.3932 | 37187.4927 | 37978.3894 | 38485.3743 | 39531.346 | 39844.2798 | 39221.0825 | 40512.3895 | 41116.437
Region | Technology | Existing+Committed in 2021 | 2022 | 2023 | 2024 | 2025 | 2026 | 2027 | 2028 | 2029 | 2030 | 2031 | 2032 | 2033 | 2034 | 2035 | 2036 | 2037 | 2038 | 2039 | 2040 | 2041 | 2042
SA | Black Coal | 0 | 0 | 0 | 0 | 0 | 0 | 0 | 0 | 0 | 0 | 0 | 0 | 0 | 0 | 0 | 0 | 0 | 0 | 0 | 0 | 0 | 0
SA | Brown Coal | 0 | 0 | 0 | 0 | 0 | 0 | 0 | 0 | 0 | 0 | 0 | 0 | 0 | 0 | 0 | 0 | 0 | 0 | 0 | 0 | 0 | 0
SA | CCGT | 1749 | 1749 | 1509 | 1329 | 1329 | 1329 | 1329 | 1329 | 1329 | 1329 | 1329 | 1329 | 1329 | 1329 | 1329 | 529 | 529 | 0 | 0 | 0 | 0 | 0
SA | Peaking Gas+Liquids | 1264.14 | 1264.14 | 1264.14 | 1264.14 | 1264.14 | 1264.14 | 1264.14 | 1264.14 | 1264.14 | 1264.14 | 881.64 | 881.64 | 647.3 | 647.3 | 647.3 | 567.3 | 567.3 | 626.6947 | 626.6947 | 626.6947 | 626.6947 | 626.6947
SA | Hydro | 0 | 0 | 0 | 0 | 0 | 0 | 0 | 0 | 0 | 0 | 0 | 0 | 0 | 0 | 0 | 0 | 0 | 0 | 0 | 0 | 0 | 0
SA | Dispatchable Storage | 299.2523 | 299.8669 | 312.0102 | 391.0562 | 495.0867 | 523.2595 | 1267.0613 | 1282.5687 | 1751.5443 | 1770.0599 | 1755.2246 | 1769.546 | 2027.9144 | 2166.3536 | 2158.1653 | 2177.2075 | 2281.4648 | 2299.908 | 2319.2936 | 2339.7581 | 2355.8332 | 2371.8792
SA | Behind the Meter Storage | 84.2523 | 84.8669 | 136.8184 | 172.7034 | 220.1435 | 217.4667 | 223.6678 | 242.0553 | 262.4394 | 285.0189 | 306.1763 | 327.7055 | 350.282 | 374.602 | 401.6219 | 432.0033 | 464.4908 | 497.4472 | 532.9888 | 571.4285 | 607.1398 | 644.5589
SA | Wind | 2139.71 | 2709.9899 | 2970.3271 | 2970.3271 | 2970.3271 | 2970.3271 | 2970.3271 | 2970.3271 | 2970.3271 | 2970.3271 | 2970.3271 | 2970.3271 | 2970.3271 | 2937.3271 | 2937.3271 | 2937.3271 | 2937.3271 | 2937.3271 | 2937.3271 | 2937.3271 | 2937.3271 | 2937.3271
SA | Solar | 378 | 547.3829 | 747.3829 | 802.3829 | 802.3829 | 802.3829 | 802.3829 | 802.3829 | 802.3829 | 802.3829 | 802.3829 | 802.3829 | 802.3829 | 802.3829 | 802.3829 | 802.3829 | 802.3829 | 802.3829 | 802.3829 | 802.3829 | 802.3829 | 802.3829
SA | Distributed PV | 1700.7113 | 1840.0716 | 1922.3069 | 1968.0087 | 2056.358 | 2100.3224 | 2133.4535 | 2171.6396 | 2234.8516 | 2269.9718 | 2314.5393 | 2415.7331 | 2447.1501 | 2495.2583 | 2542.6303 | 2715.6518 | 2802.863 | 2866.8023 | 2905.2541 | 2939.0704 | 3029.6789 | 3131.6328
Total |  | 7615.0658 | 8495.318 | 8861.9855 | 8897.6183 | 9137.4382 | 9206.8986 | 9990.0326 | 10062.1136 | 10614.6852 | 10690.9006 | 10359.2902 | 10496.3346 | 10574.3565 | 10752.2239 | 10818.4275 | 10160.8726 | 10384.8287 | 10030.5623 | 10123.9412 | 10216.6618 | 10359.0567 | 10514.4756
SA | DSP | 32.99 | 41.0418 | 49.4265 | 57.6152 | 65.8701 | 73.9908 | 82.3941 | 89.9201 | 98.4166 | 107.3433 | 116.1041 | 125.4617 | 134.0628 | 141.1769 | 150.4573 | 158.8451 | 168.9411 | 179.1464 | 187.6838 | 196.6568 | 205.8029 | 217.0867
Total including DSP |  | 7648.0558 | 8536.3599 | 8911.412 | 8955.2334 | 9203.3082 | 9280.8894 | 10072.4268 | 10152.0337 | 10713.1019 | 10798.2439 | 10475.3942 | 10621.7963 | 10708.4193 | 10893.4008 | 10968.8848 | 10319.7177 | 10553.7698 | 10209.7086 | 10311.625 | 10413.3186 | 10564.8596 | 10731.5623
Region | Technology | Existing+Committed in 2021 | 2022 | 2023 | 2024 | 2025 | 2026 | 2027 | 2028 | 2029 | 2030 | 2031 | 2032 | 2033 | 2034 | 2035 | 2036 | 2037 | 2038 | 2039 | 2040 | 2041 | 2042
TAS | Black Coal | 0 | 0 | 0 | 0 | 0 | 0 | 0 | 0 | 0 | 0 | 0 | 0 | 0 | 0 | 0 | 0 | 0 | 0 | 0 | 0 | 0 | 0
TAS | Brown Coal | 0 | 0 | 0 | 0 | 0 | 0 | 0 | 0 | 0 | 0 | 0 | 0 | 0 | 0 | 0 | 0 | 0 | 0 | 0 | 0 | 0 | 0
TAS | CCGT | 0 | 0 | 0 | 0 | 0 | 0 | 0 | 0 | 0 | 0 | 0 | 0 | 0 | 0 | 0 | 0 | 0 | 0 | 0 | 0 | 0 | 0
TAS | Peaking Gas+Liquids | 178 | 178 | 178 | 178 | 178 | 178 | 178 | 178 | 178 | 178 | 178 | 178 | 178 | 178 | 178 | 178 | 178 | 178 | 178 | 178 | 58 | 58
TAS | Hydro | 2263.1 | 2263.1 | 2263.1 | 2263.1 | 2263.1 | 2263.1 | 2263.1 | 2263.1 | 2263.1 | 2263.1 | 2263.1 | 2263.1 | 2263.1 | 2263.1 | 2263.1 | 2263.1 | 2263.1 | 2263.1 | 2263.1 | 2263.1 | 2263.1 | 2263.1
TAS | Dispatchable Storage | 10.3268 | 15.5581 | 18.2562 | 29.8017 | 47.9086 | 53.0079 | 57.0628 | 59.7074 | 62.574 | 65.766 | 68.4398 | 70.7063 | 72.9092 | 75.1378 | 77.7772 | 80.8718 | 84.19 | 87.4204 | 90.8343 | 94.4033 | 97.1255 | 99.8899
TAS | Behind the Meter Storage | 10.3268 | 15.5581 | 25.7476 | 29.2342 | 37.6553 | 37.3953 | 38.6361 | 41.7885 | 45.2612 | 49.1544 | 52.8484 | 56.4006 | 60.0703 | 63.9356 | 68.3453 | 73.383 | 78.8823 | 84.5742 | 90.7347 | 97.3664 | 103.4334 | 109.842
TAS | Wind | 572.95 | 779.5719 | 1009.2587 | 1009.2587 | 1009.2587 | 1009.2587 | 1102.4623 | 1642.95 | 1642.95 | 1642.95 | 1642.95 | 1642.95 | 1642.95 | 1642.95 | 1642.95 | 1642.95 | 1642.95 | 1642.95 | 1642.95 | 1642.95 | 1642.95 | 1642.95
TAS | Solar | 0 | 0 | 0 | 0 | 0 | 0 | 0 | 0 | 0 | 0 | 0 | 0 | 0 | 0 | 0 | 0 | 0 | 0 | 0 | 0 | 0 | 0
TAS | Distributed PV | 213.6402 | 242.892 | 270.9577 | 291.3908 | 321.592 | 333.7118 | 336.9545 | 341.5125 | 362.8205 | 371.5514 | 383.6087 | 407.2826 | 408.636 | 414.1987 | 419.7605 | 451.9004 | 462.3678 | 468.589 | 469.8201 | 470.0739 | 480.7309 | 495.9269
Total |  | 3248.3437 | 3494.6801 | 3765.3201 | 3800.7853 | 3857.5146 | 3874.4737 | 3976.2156 | 4527.0583 | 4554.7057 | 4570.5217 | 4588.9469 | 4618.4395 | 4625.6655 | 4637.3222 | 4649.933 | 4690.2052 | 4709.49 | 4724.6335 | 4735.4391 | 4745.8936 | 4645.3399 | 4669.7088
TAS | DSP | 29.51 | 30.43 | 31.5894 | 32.6634 | 33.6624 | 34.6312 | 35.7168 | 35.9198 | 37.5908 | 39.205 | 40.2292 | 41.2669 | 42.2242 | 43.2571 | 44.2956 | 44.991 | 46.056 | 47.199 | 48.2817 | 49.4208 | 50.4063 | 51.6427
Total including DSP |  | 3277.8537 | 3525.11 | 3796.9096 | 3833.4487 | 3891.1769 | 3909.1049 | 4011.9324 | 4562.9781 | 4592.2966 | 4609.7267 | 4629.176 | 4659.7064 | 4667.8897 | 4680.5792 | 4694.2286 | 4735.1962 | 4755.546 | 4771.8325 | 4783.7208 | 4795.3143 | 4695.7462 | 4721.3515

## Capacity_2
Installed capacity by technology (MW) - Step Change (DP8)
Capacity calculated on 1 July. Years are financial year ending. In early study years some wind and solar projects enter later in the financial year and are reflected in the following financial year's capacity.
Region | Technology | Existing+Committed in 2021 | 2022 | 2023 | 2024 | 2025 | 2026 | 2027 | 2028 | 2029 | 2030 | 2031 | 2032 | 2033 | 2034 | 2035 | 2036 | 2037 | 2038 | 2039 | 2040 | 2041 | 2042
NEM | Black Coal | 18336 | 18336 | 17861 | 15386 | 14826 | 12106 | 11656 | 11656 | 10956 | 10956 | 9816 | 7776 | 5596 | 5596 | 5596 | 2016 | 2016 | 2016 | 2016 | 2016 | 2016 | 1272
NEM | Brown Coal | 4820 | 4820 | 4820 | 4820 | 4820 | 4120 | 3030 | 1910 | 1535 | 1160 | 1160 | 1160 | 1160 | 1160 | 1160 | 1160 | 0 | 0 | 0 | 0 | 0 | 0
NEM | CCGT | 4285.9 | 4285.9 | 4045.9 | 3865.9 | 3865.9 | 3865.9 | 3865.9 | 3865.9 | 3480.9 | 3480.9 | 3480.9 | 3480.9 | 3480.9 | 3480.9 | 3480.9 | 2680.9 | 2680.9 | 2151.9 | 2151.9 | 1508.5 | 1508.5 | 1508.5
NEM | Peaking Gas+Liquids | 6812.873 | 6812.873 | 6812.873 | 6812.873 | 6812.873 | 6812.873 | 6812.873 | 6812.873 | 6812.873 | 6812.873 | 6430.373 | 6430.373 | 6196.033 | 5734.033 | 5617.033 | 5487.033 | 5487.033 | 5487.033 | 5487.033 | 5047.033 | 4927.033 | 4927.033
NEM | Hydro | 6906.5 | 6906.5 | 6906.5 | 6906.5 | 6906.5 | 6906.5 | 6906.5 | 6906.5 | 7296.5 | 7296.5 | 7296.5 | 7296.5 | 7296.5 | 7296.5 | 7296.5 | 7296.5 | 7296.5 | 7210.1 | 7210.1 | 7210.1 | 7210.1 | 7210.1
NEM | Dispatchable Storage | 1506.78 | 1681.8163 | 1845.1661 | 2456.8243 | 5405.332 | 5660.8022 | 6000.9495 | 6290.1602 | 7341.5899 | 7516.4361 | 7909.0523 | 8201.2299 | 9146.668 | 9409.0078 | 9689.5497 | 11600.5214 | 12610.707 | 13952.4895 | 14150.7963 | 14360.01 | 14778.8184 | 16430.8718
NEM | Behind the Meter Storage | 406.78 | 581.8163 | 1022.7382 | 1311.3654 | 1764.7932 | 1764.2315 | 1834.2078 | 1997.161 | 2177.4622 | 2380.6669 | 2578.7275 | 2775.2144 | 2975.2041 | 3187.8931 | 3425.1228 | 3694.4815 | 3988.3553 | 4296.4601 | 4634.2732 | 5000.7604 | 5340.5725 | 5701.7682
NEM | Wind | 9005.458 | 9005.458 | 10092.658 | 10318.6028 | 10444.4465 | 12218.0148 | 14201.4233 | 17413.373 | 17609.7282 | 18016.6265 | 21283.1646 | 23055.9314 | 27649.6185 | 27829.7715 | 27829.7715 | 31562.389 | 33090.3801 | 35321.3684 | 34712.3684 | 34990.3408 | 35403.9226 | 35355.6226
NEM | Solar | 5151.711 | 5151.711 | 5941.711 | 6126.711 | 6126.711 | 7786.162 | 9750.1947 | 11423.2636 | 11479.063 | 12092.6625 | 13133.6108 | 14233.4331 | 16999.4253 | 18934.3381 | 19426.0562 | 23749.6393 | 23968.9244 | 27390.9103 | 27330.58 | 27803.9146 | 29480.1192 | 29480.1192
NEM | Distributed PV | 12451.2329 | 14730.4729 | 16558.5972 | 17930.3101 | 19860.7556 | 20991.2921 | 21631.54 | 22450.9994 | 23650.2571 | 24434.2355 | 25096.21 | 26502.9945 | 27079.6092 | 27889.7084 | 28605.7143 | 30690.4757 | 31679.593 | 32565.805 | 33158.1617 | 33713.2868 | 35085.0169 | 36570.6147
Total |  | 69683.2349 | 72312.5475 | 75907.1434 | 75935.0866 | 80833.3114 | 82231.7757 | 85689.5883 | 90726.2301 | 92339.3734 | 94146.9005 | 98184.5381 | 100912.5763 | 107579.9581 | 110518.152 | 112126.6475 | 119937.9399 | 122818.3928 | 130392.0664 | 130851.2126 | 131649.9456 | 135750.0826 | 138456.6294
NEM | DSP | 442.51 | 528.9196 | 617.9953 | 704.4388 | 793.1779 | 876.3636 | 965.5087 | 1052.3596 | 1148.1129 | 1241.518 | 1334.661 | 1431.7798 | 1523.2507 | 1615.1182 | 1717.1994 | 1812.5957 | 1917.8275 | 2026.0026 | 2130.4004 | 2244.2928 | 2355.4871 | 2466.5266
Total including DSP |  | 70125.7449 | 72841.4671 | 76525.1387 | 76639.5254 | 81626.4893 | 83108.1393 | 86655.097 | 91778.5897 | 93487.4863 | 95388.4185 | 99519.1991 | 102344.3561 | 109103.2088 | 112133.2702 | 113843.8469 | 121750.5355 | 124736.2202 | 132418.069 | 132981.613 | 133894.2384 | 138105.5697 | 140923.156
Region | Technology | Existing+Committed in 2021 | 2022 | 2023 | 2024 | 2025 | 2026 | 2027 | 2028 | 2029 | 2030 | 2031 | 2032 | 2033 | 2034 | 2035 | 2036 | 2037 | 2038 | 2039 | 2040 | 2041 | 2042
NSW | Black Coal | 10210 | 10210 | 9735 | 7540 | 7540 | 6220 | 6220 | 6220 | 6220 | 6220 | 5500 | 3460 | 2740 | 2740 | 2740 | 0 | 0 | 0 | 0 | 0 | 0 | 0
NSW | Brown Coal | 0 | 0 | 0 | 0 | 0 | 0 | 0 | 0 | 0 | 0 | 0 | 0 | 0 | 0 | 0 | 0 | 0 | 0 | 0 | 0 | 0 | 0
NSW | CCGT | 440 | 440 | 440 | 440 | 440 | 440 | 440 | 440 | 440 | 440 | 440 | 440 | 440 | 440 | 440 | 440 | 440 | 440 | 440 | 440 | 440 | 440
NSW | Peaking Gas+Liquids | 1561.233 | 1561.233 | 1561.233 | 1561.233 | 1561.233 | 1561.233 | 1561.233 | 1561.233 | 1561.233 | 1561.233 | 1561.233 | 1561.233 | 1561.233 | 1561.233 | 1561.233 | 1511.233 | 1511.233 | 1511.233 | 1511.233 | 1511.233 | 1511.233 | 1511.233
NSW | Hydro | 2285 | 2285 | 2285 | 2285 | 2285 | 2285 | 2285 | 2285 | 2285 | 2285 | 2285 | 2285 | 2285 | 2285 | 2285 | 2285 | 2285 | 2285 | 2285 | 2285 | 2285 | 2285
NSW | Dispatchable Storage | 395.1175 | 478.6368 | 541.4025 | 797.776 | 3220.5464 | 3326.4881 | 3411.6328 | 3468.7962 | 3530.4624 | 3599.8306 | 3657.3486 | 3860.8314 | 4231.8407 | 4279.869 | 4332.1299 | 5411.4784 | 5477.2749 | 5981.6186 | 6051.2512 | 6123.8841 | 6326.5853 | 6380.8092
NSW | Behind the Meter Storage | 155.1175 | 238.6368 | 425.0831 | 547.1536 | 739.2537 | 738.2621 | 766.2068 | 832.0236 | 904.4885 | 986.46 | 1063.5721 | 1139.3008 | 1215.6623 | 1296.3788 | 1384.6847 | 1486.0242 | 1596.0763 | 1710.7098 | 1835.8993 | 1970.5156 | 2091.8752 | 2219.6334
NSW | Wind | 1639.46 | 1639.46 | 1866.46 | 1974.6495 | 1974.6495 | 1974.6495 | 1974.6495 | 2867.46 | 2867.46 | 2867.46 | 4213.0574 | 5227.3649 | 6838.9489 | 7297.8018 | 7297.8018 | 9379.9254 | 9333.4254 | 9071.5848 | 9041.5848 | 9041.5848 | 8681.0848 | 8632.7848
NSW | Solar | 1837.317 | 1837.317 | 2217.317 | 2402.317 | 2402.317 | 3848.5689 | 4707.4274 | 5617.0923 | 5617.0923 | 5617.0923 | 6052.317 | 7037.317 | 7037.317 | 7544.4746 | 7544.4746 | 10190.5698 | 10409.8549 | 12862.2502 | 12711.9502 | 12711.9502 | 13674.4442 | 13674.4442
NSW | Distributed PV | 3283.0664 | 3881.3939 | 4585.4336 | 5190.9766 | 5967.6512 | 6440.5795 | 6688.1097 | 6959.5675 | 7320.736 | 7546.198 | 7695.2566 | 8228.5532 | 8393.6155 | 8673.574 | 8865.4258 | 9556.5009 | 9861.1401 | 10146.5388 | 10320.5004 | 10478.6207 | 10919.2208 | 11395.5164
Total |  | 21806.3114 | 22571.6775 | 23656.9292 | 22739.1057 | 26130.6509 | 26834.7812 | 28054.2594 | 30251.1726 | 30746.4722 | 31123.2739 | 32467.7847 | 33239.6002 | 34743.6174 | 36118.3312 | 36450.7499 | 40260.7316 | 40914.0045 | 44008.9351 | 44197.4189 | 44562.7884 | 45929.4433 | 46539.4209
NSW | DSP | 93.24 | 126.7305 | 161.432 | 194.9136 | 228.6556 | 260.8528 | 296.2816 | 329.1835 | 368.3602 | 407.2677 | 443.6353 | 481.2302 | 518.7001 | 555.7165 | 599.8152 | 635.5731 | 676.7194 | 720.6 | 766.4687 | 809.0781 | 853.855 | 896.9494
Total including DSP |  | 21899.5514 | 22698.408 | 23818.3612 | 22934.0193 | 26359.3064 | 27095.634 | 28350.5409 | 30580.3561 | 31114.8323 | 31530.5416 | 32911.42 | 33720.8304 | 35262.3175 | 36674.0477 | 37050.5651 | 40896.3047 | 41590.7239 | 44729.5351 | 44963.8876 | 45371.8665 | 46783.2983 | 47436.3703
Region | Technology | Existing+Committed in 2021 | 2022 | 2023 | 2024 | 2025 | 2026 | 2027 | 2028 | 2029 | 2030 | 2031 | 2032 | 2033 | 2034 | 2035 | 2036 | 2037 | 2038 | 2039 | 2040 | 2041 | 2042
QLD | Black Coal | 8126 | 8126 | 8126 | 7846 | 7286 | 5886 | 5436 | 5436 | 4736 | 4736 | 4316 | 4316 | 2856 | 2856 | 2856 | 2016 | 2016 | 2016 | 2016 | 2016 | 2016 | 1272
QLD | Brown Coal | 0 | 0 | 0 | 0 | 0 | 0 | 0 | 0 | 0 | 0 | 0 | 0 | 0 | 0 | 0 | 0 | 0 | 0 | 0 | 0 | 0 | 0
QLD | CCGT | 1596.9 | 1596.9 | 1596.9 | 1596.9 | 1596.9 | 1596.9 | 1596.9 | 1596.9 | 1211.9 | 1211.9 | 1211.9 | 1211.9 | 1211.9 | 1211.9 | 1211.9 | 1211.9 | 1211.9 | 1211.9 | 1211.9 | 1068.5 | 1068.5 | 1068.5
QLD | Peaking Gas+Liquids | 1909.5 | 1909.5 | 1909.5 | 1909.5 | 1909.5 | 1909.5 | 1909.5 | 1909.5 | 1909.5 | 1909.5 | 1909.5 | 1909.5 | 1909.5 | 1617.5 | 1500.5 | 1500.5 | 1500.5 | 1500.5 | 1500.5 | 1500.5 | 1500.5 | 1500.5
QLD | Hydro | 152.4 | 152.4 | 152.4 | 152.4 | 152.4 | 152.4 | 152.4 | 152.4 | 152.4 | 152.4 | 152.4 | 152.4 | 152.4 | 152.4 | 152.4 | 152.4 | 152.4 | 66 | 66 | 66 | 66 | 66
QLD | Dispatchable Storage | 649.4356 | 692.8742 | 746.1209 | 881.2087 | 1086.955 | 1146.7512 | 1328.7542 | 1509.3434 | 2442.8232 | 2486.2362 | 2793.4617 | 2828.9068 | 3221.4402 | 3439.0825 | 3652.974 | 4202.1034 | 4249.666 | 4599.1306 | 4652.8506 | 4710.4505 | 4862.3552 | 5423.2004
QLD | Behind the Meter Storage | 79.4356 | 122.8742 | 220.1852 | 285.6629 | 390.5983 | 392.7691 | 410.8518 | 449.8378 | 493.0112 | 541.8788 | 589.8871 | 637.6304 | 687.2859 | 740.1445 | 799.2391 | 865.5615 | 938.3191 | 1016.4331 | 1103.1493 | 1198.4317 | 1288.9112 | 1385.9754
QLD | Wind | 676.608 | 676.608 | 1176.608 | 1176.608 | 1176.608 | 2787.8198 | 4166.608 | 4166.608 | 4325.5265 | 4625.5265 | 5242.3648 | 5242.3648 | 7631.0785 | 7631.0785 | 7631.0785 | 9004.4633 | 9334.9987 | 10560.7458 | 10560.7458 | 10560.7458 | 10560.7458 | 10560.7458
QLD | Solar | 1971.857 | 1971.857 | 2381.857 | 2381.857 | 2381.857 | 2381.857 | 2381.857 | 2666.7819 | 2722.5812 | 3336.1807 | 3941.9044 | 4056.7266 | 5395.4371 | 6823.1923 | 7314.9104 | 8519.6801 | 8519.6801 | 9134.5283 | 9224.4979 | 9397.1464 | 10110.857 | 10110.857
QLD | Distributed PV | 4338.4916 | 5293.852 | 5731.1168 | 5990.0778 | 6490.0367 | 6779.0089 | 6997.6302 | 7272.0817 | 7559.0111 | 7785.4777 | 7965.3474 | 8246.3607 | 8503.9066 | 8787.1319 | 9069.6111 | 9605.3308 | 9895.7686 | 10181.784 | 10410.5604 | 10637.6026 | 11082.5512 | 11542.7002
Total |  | 19500.6279 | 20542.8653 | 22040.6879 | 22220.2144 | 22470.855 | 23033.0061 | 24380.5013 | 25159.4526 | 25552.7533 | 26785.0999 | 28122.7654 | 28601.7893 | 31568.9483 | 33258.4298 | 34188.613 | 37077.9391 | 37819.2325 | 40287.0218 | 40746.204 | 41155.3771 | 42556.4204 | 42930.4789
QLD | DSP | 202.14 | 221.1575 | 241.8145 | 261.3669 | 280.5339 | 299.7729 | 319.3472 | 341.2814 | 361.3255 | 381.0094 | 401.1191 | 423.2504 | 443.7261 | 465.3825 | 487.0256 | 511.0798 | 532.8683 | 556.956 | 579.227 | 605.9521 | 630.0661 | 653.1532
Total including DSP |  | 19702.7679 | 20764.0228 | 22282.5024 | 22481.5813 | 22751.3889 | 23332.779 | 24699.8484 | 25500.734 | 25914.0788 | 27166.1093 | 28523.8845 | 29025.0397 | 32012.6744 | 33723.8123 | 34675.6386 | 37589.0189 | 38352.1008 | 40843.9778 | 41325.431 | 41761.3292 | 43186.4865 | 43583.632
Region | Technology | Existing+Committed in 2021 | 2022 | 2023 | 2024 | 2025 | 2026 | 2027 | 2028 | 2029 | 2030 | 2031 | 2032 | 2033 | 2034 | 2035 | 2036 | 2037 | 2038 | 2039 | 2040 | 2041 | 2042
VIC | Black Coal | 0 | 0 | 0 | 0 | 0 | 0 | 0 | 0 | 0 | 0 | 0 | 0 | 0 | 0 | 0 | 0 | 0 | 0 | 0 | 0 | 0 | 0
VIC | Brown Coal | 4820 | 4820 | 4820 | 4820 | 4820 | 4120 | 3030 | 1910 | 1535 | 1160 | 1160 | 1160 | 1160 | 1160 | 1160 | 1160 | 0 | 0 | 0 | 0 | 0 | 0
VIC | CCGT | 500 | 500 | 500 | 500 | 500 | 500 | 500 | 500 | 500 | 500 | 500 | 500 | 500 | 500 | 500 | 500 | 500 | 500 | 500 | 0 | 0 | 0
VIC | Peaking Gas+Liquids | 1900 | 1900 | 1900 | 1900 | 1900 | 1900 | 1900 | 1900 | 1900 | 1900 | 1900 | 1900 | 1900 | 1730 | 1730 | 1730 | 1730 | 1730 | 1730 | 1290 | 1290 | 1290
VIC | Hydro | 2206 | 2206 | 2206 | 2206 | 2206 | 2206 | 2206 | 2206 | 2206 | 2206 | 2206 | 2206 | 2206 | 2206 | 2206 | 2206 | 2206 | 2206 | 2206 | 2206 | 2206 | 2206
VIC | Dispatchable Storage | 152.6479 | 194.8804 | 227.3763 | 356.9816 | 554.8352 | 611.2954 | 658.1582 | 691.4645 | 727.9058 | 768.2634 | 808.2975 | 844.9594 | 878.3738 | 857.7273 | 877.6656 | 1138.0226 | 1808.8607 | 1857.5254 | 1909.6803 | 1964.6275 | 2010.0328 | 2057.1933
VIC | Behind the Meter Storage | 77.6479 | 119.8804 | 214.9039 | 276.6114 | 377.1424 | 378.3383 | 394.8452 | 431.4558 | 472.2619 | 518.1548 | 566.2436 | 614.1771 | 661.9036 | 712.8322 | 771.2319 | 837.5096 | 910.5868 | 987.2959 | 1071.501 | 1163.0182 | 1249.2128 | 1341.7585
VIC | Wind | 3976.73 | 3976.73 | 4336.93 | 4336.93 | 4336.93 | 4336.93 | 4336.93 | 5826.73 | 5826.73 | 5826.73 | 6323.9625 | 6323.9625 | 6323.9625 | 6271.4625 | 6271.4625 | 6363.4282 | 7640.1726 | 8565.5443 | 8145.5443 | 8750.2167 | 9204.2689 | 9204.2689
VIC | Solar | 964.537 | 964.537 | 964.537 | 964.537 | 964.537 | 964.537 | 1316.9438 | 1744.537 | 1744.537 | 1744.537 | 1744.537 | 1744.537 | 3171.8187 | 3171.8187 | 3171.8187 | 3644.537 | 3644.537 | 3644.537 | 3644.537 | 3644.537 | 3644.537 | 3644.537
VIC | Distributed PV | 2915.3234 | 3472.2634 | 4048.7822 | 4489.8563 | 5025.1178 | 5337.6695 | 5475.3921 | 5706.1982 | 6172.8379 | 6461.0367 | 6737.458 | 7205.065 | 7326.301 | 7519.5455 | 7708.2866 | 8361.0917 | 8657.4535 | 8902.0909 | 9052.0267 | 9187.9191 | 9572.835 | 10004.8384
Total |  | 17512.8862 | 18154.2912 | 19218.5293 | 19850.9163 | 20684.5625 | 20354.7703 | 19818.2693 | 20916.3855 | 21085.2726 | 21084.7219 | 21946.4986 | 22498.701 | 24128.3597 | 24129.3862 | 24396.4653 | 25940.589 | 27097.6105 | 28392.9935 | 28259.2892 | 28206.3186 | 29176.8865 | 29748.5961
VIC | DSP | 84.63 | 109.5598 | 133.7329 | 157.8797 | 184.456 | 207.1159 | 231.769 | 256.0547 | 282.4198 | 306.6925 | 333.5733 | 360.5706 | 384.5376 | 409.5853 | 435.6057 | 462.1067 | 493.2426 | 522.1012 | 548.7393 | 583.1851 | 615.3568 | 647.6947
Total including DSP |  | 17597.5162 | 18263.851 | 19352.2622 | 20008.796 | 20869.0184 | 20561.8862 | 20050.0384 | 21172.4403 | 21367.6925 | 21391.4143 | 22280.0719 | 22859.2716 | 24512.8973 | 24538.9714 | 24832.071 | 26402.6957 | 27590.8532 | 28915.0948 | 28808.0285 | 28789.5036 | 29792.2433 | 30396.2908
Region | Technology | Existing+Committed in 2021 | 2022 | 2023 | 2024 | 2025 | 2026 | 2027 | 2028 | 2029 | 2030 | 2031 | 2032 | 2033 | 2034 | 2035 | 2036 | 2037 | 2038 | 2039 | 2040 | 2041 | 2042
SA | Black Coal | 0 | 0 | 0 | 0 | 0 | 0 | 0 | 0 | 0 | 0 | 0 | 0 | 0 | 0 | 0 | 0 | 0 | 0 | 0 | 0 | 0 | 0
SA | Brown Coal | 0 | 0 | 0 | 0 | 0 | 0 | 0 | 0 | 0 | 0 | 0 | 0 | 0 | 0 | 0 | 0 | 0 | 0 | 0 | 0 | 0 | 0
SA | CCGT | 1749 | 1749 | 1509 | 1329 | 1329 | 1329 | 1329 | 1329 | 1329 | 1329 | 1329 | 1329 | 1329 | 1329 | 1329 | 529 | 529 | 0 | 0 | 0 | 0 | 0
SA | Peaking Gas+Liquids | 1264.14 | 1264.14 | 1264.14 | 1264.14 | 1264.14 | 1264.14 | 1264.14 | 1264.14 | 1264.14 | 1264.14 | 881.64 | 881.64 | 647.3 | 647.3 | 647.3 | 567.3 | 567.3 | 567.3 | 567.3 | 567.3 | 567.3 | 567.3
SA | Hydro | 0 | 0 | 0 | 0 | 0 | 0 | 0 | 0 | 0 | 0 | 0 | 0 | 0 | 0 | 0 | 0 | 0 | 0 | 0 | 0 | 0 | 0
SA | Dispatchable Storage | 299.2523 | 299.8669 | 312.0102 | 391.0562 | 495.0867 | 523.2595 | 545.3414 | 560.8488 | 577.8245 | 596.34 | 581.5048 | 595.8261 | 610.1486 | 625.2359 | 617.0476 | 636.0898 | 858.76 | 1032.3258 | 1051.7114 | 1072.1759 | 1088.251 | 2075.3103
SA | Behind the Meter Storage | 84.2523 | 84.8669 | 136.8184 | 172.7034 | 220.1435 | 217.4667 | 223.6678 | 242.0553 | 262.4394 | 285.0189 | 306.1763 | 327.7055 | 350.282 | 374.602 | 401.6219 | 432.0033 | 464.4908 | 497.4472 | 532.9888 | 571.4285 | 607.1398 | 644.5589
SA | Wind | 2139.71 | 2139.71 | 2139.71 | 2139.71 | 2139.71 | 2166.9471 | 2630.4227 | 3194.71 | 3194.71 | 3103.96 | 3157.9059 | 3663.6601 | 3663.6601 | 3437.4601 | 3437.4601 | 3622.6037 | 3589.815 | 3863.1149 | 3704.1149 | 3377.4149 | 3697.4445 | 3697.4445
SA | Solar | 378 | 378 | 378 | 378 | 378 | 591.1991 | 1343.9664 | 1378 | 1378 | 1378 | 1378 | 1378 | 1378 | 1378 | 1378 | 1378 | 1378 | 1599.5949 | 1599.5949 | 1900.281 | 1900.281 | 1900.281
SA | Distributed PV | 1700.7113 | 1840.0716 | 1922.3069 | 1968.0087 | 2056.358 | 2100.3224 | 2133.4535 | 2171.6396 | 2234.8516 | 2269.9718 | 2314.5393 | 2415.7331 | 2447.1501 | 2495.2583 | 2542.6303 | 2715.6518 | 2802.863 | 2866.8023 | 2905.2541 | 2939.0704 | 3029.6789 | 3131.6328
Total |  | 7615.0658 | 7755.6553 | 7661.9855 | 7642.6183 | 7882.4382 | 8192.3348 | 9469.9919 | 10140.3937 | 10240.9654 | 10226.4307 | 9948.7662 | 10591.5649 | 10425.5408 | 10286.8563 | 10353.0599 | 9880.6486 | 10190.2289 | 10426.5851 | 10360.9641 | 10427.6707 | 10890.0952 | 12016.5274
SA | DSP | 32.99 | 41.0418 | 49.4265 | 57.6152 | 65.8701 | 73.9908 | 82.3941 | 89.9201 | 98.4166 | 107.3433 | 116.1041 | 125.4617 | 134.0628 | 141.1769 | 150.4573 | 158.8451 | 168.9411 | 179.1464 | 187.6838 | 196.6568 | 205.8029 | 217.0867
Total including DSP |  | 7648.0558 | 7796.6971 | 7711.412 | 7700.2334 | 7948.3082 | 8266.3256 | 9552.386 | 10230.3138 | 10339.382 | 10333.7741 | 10064.8702 | 10717.0266 | 10559.6036 | 10428.0332 | 10503.5173 | 10039.4937 | 10359.17 | 10605.7315 | 10548.6479 | 10624.3275 | 11095.8981 | 12233.6141
Region | Technology | Existing+Committed in 2021 | 2022 | 2023 | 2024 | 2025 | 2026 | 2027 | 2028 | 2029 | 2030 | 2031 | 2032 | 2033 | 2034 | 2035 | 2036 | 2037 | 2038 | 2039 | 2040 | 2041 | 2042
TAS | Black Coal | 0 | 0 | 0 | 0 | 0 | 0 | 0 | 0 | 0 | 0 | 0 | 0 | 0 | 0 | 0 | 0 | 0 | 0 | 0 | 0 | 0 | 0
TAS | Brown Coal | 0 | 0 | 0 | 0 | 0 | 0 | 0 | 0 | 0 | 0 | 0 | 0 | 0 | 0 | 0 | 0 | 0 | 0 | 0 | 0 | 0 | 0
TAS | CCGT | 0 | 0 | 0 | 0 | 0 | 0 | 0 | 0 | 0 | 0 | 0 | 0 | 0 | 0 | 0 | 0 | 0 | 0 | 0 | 0 | 0 | 0
TAS | Peaking Gas+Liquids | 178 | 178 | 178 | 178 | 178 | 178 | 178 | 178 | 178 | 178 | 178 | 178 | 178 | 178 | 178 | 178 | 178 | 178 | 178 | 178 | 58 | 58
TAS | Hydro | 2263.1 | 2263.1 | 2263.1 | 2263.1 | 2263.1 | 2263.1 | 2263.1 | 2263.1 | 2653.1 | 2653.1 | 2653.1 | 2653.1 | 2653.1 | 2653.1 | 2653.1 | 2653.1 | 2653.1 | 2653.1 | 2653.1 | 2653.1 | 2653.1 | 2653.1
TAS | Dispatchable Storage | 10.3268 | 15.5581 | 18.2562 | 29.8017 | 47.9086 | 53.0079 | 57.0628 | 59.7074 | 62.574 | 65.766 | 68.4398 | 70.7063 | 204.8646 | 207.0932 | 209.7327 | 212.8272 | 216.1454 | 481.889 | 485.3029 | 488.8719 | 491.5942 | 494.3585
TAS | Behind the Meter Storage | 10.3268 | 15.5581 | 25.7476 | 29.2342 | 37.6553 | 37.3953 | 38.6361 | 41.7885 | 45.2612 | 49.1544 | 52.8484 | 56.4006 | 60.0703 | 63.9356 | 68.3453 | 73.383 | 78.8823 | 84.5742 | 90.7347 | 97.3664 | 103.4334 | 109.842
TAS | Wind | 572.95 | 572.95 | 572.95 | 690.7053 | 816.549 | 951.6684 | 1092.8131 | 1357.865 | 1395.3017 | 1592.95 | 2345.8739 | 2598.579 | 3191.9685 | 3191.9685 | 3191.9685 | 3191.9685 | 3191.9685 | 3260.3787 | 3260.3787 | 3260.3787 | 3260.3787 | 3260.3787
TAS | Solar | 0 | 0 | 0 | 0 | 0 | 0 | 0 | 16.8524 | 16.8524 | 16.8524 | 16.8524 | 16.8524 | 16.8524 | 16.8524 | 16.8524 | 16.8524 | 16.8524 | 150 | 150 | 150 | 150 | 150
TAS | Distributed PV | 213.6402 | 242.892 | 270.9577 | 291.3908 | 321.592 | 333.7118 | 336.9545 | 341.5125 | 362.8205 | 371.5514 | 383.6087 | 407.2826 | 408.636 | 414.1987 | 419.7605 | 451.9004 | 462.3678 | 468.589 | 469.8201 | 470.0739 | 480.7309 | 495.9269
Total |  | 3248.3437 | 3288.0582 | 3329.0115 | 3482.2319 | 3664.8049 | 3816.8834 | 3966.5665 | 4258.8257 | 4713.9099 | 4927.3742 | 5698.7232 | 5980.921 | 6713.4918 | 6725.1485 | 6737.7593 | 6778.0315 | 6797.3164 | 7276.5308 | 7287.3364 | 7297.7908 | 7197.2372 | 7221.6061
TAS | DSP | 29.51 | 30.43 | 31.5894 | 32.6634 | 33.6624 | 34.6312 | 35.7168 | 35.9198 | 37.5908 | 39.205 | 40.2292 | 41.2669 | 42.2242 | 43.2571 | 44.2956 | 44.991 | 46.056 | 47.199 | 48.2817 | 49.4208 | 50.4063 | 51.6427
Total including DSP |  | 3277.8537 | 3318.4882 | 3360.6009 | 3514.8953 | 3698.4673 | 3851.5146 | 4002.2832 | 4294.7455 | 4751.5007 | 4966.5792 | 5738.9524 | 6022.1879 | 6755.716 | 6768.4056 | 6782.055 | 6823.0225 | 6843.3723 | 7323.7298 | 7335.6181 | 7347.2116 | 7247.6435 | 7273.2488

## Retirements_1
Remaining capacity of Coal (MW) - Step Change (Counterfactual)
Capacity calculated on 1 July. Years are financial year ending.
Region | Technology | 2022 | 2023 | 2024 | 2025 | 2026 | 2027 | 2028 | 2029 | 2030 | 2031 | 2032 | 2033 | 2034 | 2035 | 2036 | 2037 | 2038 | 2039 | 2040 | 2041 | 2042
NSW | Black Coal | 10210 | 9735 | 8260 | 6205 | 6205 | 3565 | 3565 | 2845 | 2845 | 2845 | 2125 | 685 | 685 | 685 | 0 | 0 | 0 | 0 | 0 | 0 | 0
QLD | Black Coal | 8126 | 8126 | 6726 | 6446 | 5046 | 4346 | 4346 | 4346 | 4346 | 4346 | 4346 | 4346 | 4346 | 4346 | 4346 | 4346 | 3896 | 3896 | 3896 | 3896 | 3896
VIC | Brown Coal | 4820 | 4820 | 4820 | 4820 | 3370 | 0 | 0 | 0 | 0 | 0 | 0 | 0 | 0 | 0 | 0 | 0 | 0 | 0 | 0 | 0 | 0
SA | 0 | 0 | 0 | 0 | 0 | 0 | 0 | 0 | 0 | 0 | 0 | 0 | 0 | 0 | 0 | 0 | 0 | 0 | 0 | 0 | 0 | 0
TAS | 0 | 0 | 0 | 0 | 0 | 0 | 0 | 0 | 0 | 0 | 0 | 0 | 0 | 0 | 0 | 0 | 0 | 0 | 0 | 0 | 0 | 0
NEM | Total | 23156 | 22681 | 19806 | 17471 | 14621 | 7911 | 7911 | 7191 | 7191 | 7191 | 6471 | 5031 | 5031 | 5031 | 4346 | 4346 | 3896 | 3896 | 3896 | 3896 | 3896
Cumulative Coal Retirement
Region | Technology | 2022 | 2023 | 2024 | 2025 | 2026 | 2027 | 2028 | 2029 | 2030 | 2031 | 2032 | 2033 | 2034 | 2035 | 2036 | 2037 | 2038 | 2039 | 2040 | 2041 | 2042
NSW | Black Coal | 0 | 475 | 1950 | 4005 | 4005 | 6645 | 6645 | 7365 | 7365 | 7365 | 8085 | 9525 | 9525 | 9525 | 10210 | 10210 | 10210 | 10210 | 10210 | 10210 | 10210
QLD | Black Coal | 0 | 0 | 1400 | 1680 | 3080 | 3780 | 3780 | 3780 | 3780 | 3780 | 3780 | 3780 | 3780 | 3780 | 3780 | 3780 | 4230 | 4230 | 4230 | 4230 | 4230
VIC | Brown Coal | 0 | 0 | 0 | 0 | 1450 | 4820 | 4820 | 4820 | 4820 | 4820 | 4820 | 4820 | 4820 | 4820 | 4820 | 4820 | 4820 | 4820 | 4820 | 4820 | 4820
SA | 0 | 0 | 0 | 0 | 0 | 0 | 0 | 0 | 0 | 0 | 0 | 0 | 0 | 0 | 0 | 0 | 0 | 0 | 0 | 0 | 0 | 0
TAS | 0 | 0 | 0 | 0 | 0 | 0 | 0 | 0 | 0 | 0 | 0 | 0 | 0 | 0 | 0 | 0 | 0 | 0 | 0 | 0 | 0 | 0
NEM | Total | 0 | 475 | 3350 | 5685 | 8535 | 15245 | 15245 | 15965 | 15965 | 15965 | 16685 | 18125 | 18125 | 18125 | 18810 | 18810 | 19260 | 19260 | 19260 | 19260 | 19260

## Retirements_2
Remaining capacity of Coal (MW) - Step Change (DP8)
Capacity calculated on 1 July. Years are financial year ending.
Region | Technology | 2022 | 2023 | 2024 | 2025 | 2026 | 2027 | 2028 | 2029 | 2030 | 2031 | 2032 | 2033 | 2034 | 2035 | 2036 | 2037 | 2038 | 2039 | 2040 | 2041 | 2042
NSW | Black Coal | 10210 | 9735 | 7540 | 7540 | 6220 | 6220 | 6220 | 6220 | 6220 | 5500 | 3460 | 2740 | 2740 | 2740 | 0 | 0 | 0 | 0 | 0 | 0 | 0
QLD | Black Coal | 8126 | 8126 | 7846 | 7286 | 5886 | 5436 | 5436 | 4736 | 4736 | 4316 | 4316 | 2856 | 2856 | 2856 | 2016 | 2016 | 2016 | 2016 | 2016 | 2016 | 1272
VIC | Brown Coal | 4820 | 4820 | 4820 | 4820 | 4120 | 3030 | 1910 | 1535 | 1160 | 1160 | 1160 | 1160 | 1160 | 1160 | 1160 | 0 | 0 | 0 | 0 | 0 | 0
SA | 0 | 0 | 0 | 0 | 0 | 0 | 0 | 0 | 0 | 0 | 0 | 0 | 0 | 0 | 0 | 0 | 0 | 0 | 0 | 0 | 0 | 0
TAS | 0 | 0 | 0 | 0 | 0 | 0 | 0 | 0 | 0 | 0 | 0 | 0 | 0 | 0 | 0 | 0 | 0 | 0 | 0 | 0 | 0 | 0
NEM | Total | 23156 | 22681 | 20206 | 19646 | 16226 | 14686 | 13566 | 12491 | 12116 | 10976 | 8936 | 6756 | 6756 | 6756 | 3176 | 2016 | 2016 | 2016 | 2016 | 2016 | 1272
Cumulative Coal Retirement
Region | Technology | 2022 | 2023 | 2024 | 2025 | 2026 | 2027 | 2028 | 2029 | 2030 | 2031 | 2032 | 2033 | 2034 | 2035 | 2036 | 2037 | 2038 | 2039 | 2040 | 2041 | 2042
NSW | Black Coal | 0 | 475 | 2670 | 2670 | 3990 | 3990 | 3990 | 3990 | 3990 | 4710 | 6750 | 7470 | 7470 | 7470 | 10210 | 10210 | 10210 | 10210 | 10210 | 10210 | 10210
QLD | Black Coal | 0 | 0 | 280 | 840 | 2240 | 2690 | 2690 | 3390 | 3390 | 3810 | 3810 | 5270 | 5270 | 5270 | 6110 | 6110 | 6110 | 6110 | 6110 | 6110 | 6854
VIC | Brown Coal | 0 | 0 | 0 | 0 | 700 | 1790 | 2910 | 3285 | 3660 | 3660 | 3660 | 3660 | 3660 | 3660 | 3660 | 4820 | 4820 | 4820 | 4820 | 4820 | 4820
SA | 0 | 0 | 0 | 0 | 0 | 0 | 0 | 0 | 0 | 0 | 0 | 0 | 0 | 0 | 0 | 0 | 0 | 0 | 0 | 0 | 0 | 0
TAS | 0 | 0 | 0 | 0 | 0 | 0 | 0 | 0 | 0 | 0 | 0 | 0 | 0 | 0 | 0 | 0 | 0 | 0 | 0 | 0 | 0 | 0
NEM | Total | 0 | 475 | 2950 | 3510 | 6930 | 8470 | 9590 | 10665 | 11040 | 12180 | 14220 | 16400 | 16400 | 16400 | 19980 | 21140 | 21140 | 21140 | 21140 | 21140 | 21884

## Generation_1
Annual as-generated generation by technology (GWh) - Step Change (Counterfactual)
Years are financial year ending.
Region | Technology | 2022 | 2023 | 2024 | 2025 | 2026 | 2027 | 2028 | 2029 | 2030 | 2031 | 2032 | 2033 | 2034 | 2035 | 2036 | 2037 | 2038 | 2039 | 2040 | 2041 | 2042
NEM | Black Coal | 82078.1656 | 79816.6393 | 73629.252 | 59415.4899 | 56828.0059 | 46215.0419 | 50024.8836 | 22431.686 | 21994.7307 | 21640.5757 | 20088.8551 | 16896.2984 | 16449.2972 | 16281.7705 | 14342.135 | 14173.9629 | 13186.1803 | 13046.2637 | 12927.0099 | 12972.1623 | 12961.1703
NEM | Brown Coal | 24691.9289 | 25118.0973 | 25763.042 | 24344.8202 | 17430.0694 | 0 | 0 | 0 | 0 | 0 | 0 | 0 | 0 | 0 | 0 | 0 | 0 | 0 | 0 | 0 | 0
NEM | CCGT | 3105.768 | 3103.9309 | 2960.9776 | 2906.7383 | 3155.9823 | 6951.805 | 9740.2235 | 13482.539 | 13681.1213 | 14105.2413 | 13670.6359 | 14127.5684 | 14348.8702 | 14445.0523 | 13162.3044 | 13188.61 | 13355.199 | 12673.3535 | 11331.1398 | 11325.0562 | 11343.7711
NEM | Peaking Gas+Liquids | 89.1816 | 65.5379 | 92.2308 | 152.4292 | 228.8063 | 1022.5787 | 2458.7795 | 14003.7626 | 16137.4725 | 18538.1085 | 20034.9045 | 24089.6207 | 26293.0998 | 26525.3554 | 24802.2931 | 23997.2648 | 33363.7279 | 30514.7791 | 34584.1886 | 37368.298 | 36722.5831
NEM | Hydro | 15926.3369 | 13633.3336 | 13210.266 | 15963.2665 | 13834.3514 | 13889.2506 | 9861.1377 | 14146.4202 | 13366.1685 | 11257.84 | 11274.8986 | 10797.0298 | 11371.0483 | 12285.2966 | 10061.3039 | 11443.6629 | 8587.3184 | 13621.1521 | 12943.1636 | 11133.8664 | 10966.8975
NEM | Dispatchable Storage | 510.2514 | 768.2693 | 883.6983 | 1830.0672 | 3874.1772 | 10340.7276 | 11529.5165 | 11901.7391 | 11701.9673 | 12158.8103 | 11195.5112 | 11095.5824 | 10359.8633 | 10272.1807 | 10915.6405 | 11142.2691 | 10814.2512 | 10315.2288 | 9542.6698 | 9547.033 | 8977.0366
NEM | Behind the Meter Storage | 367.965 | 637.2072 | 810.5549 | 1092.5123 | 1246.5347 | 1315.7584 | 1442.2905 | 1576.892 | 1723.4671 | 1882.8575 | 2043.7469 | 2194.0581 | 2342.1717 | 2506.9773 | 2680.3314 | 2925.0385 | 3165.2927 | 3408.0197 | 3651.2435 | 3935.9847 | 4226.0741
NEM | Wind | 47133.8212 | 47466.2083 | 50347.3425 | 61330.5407 | 67154.4406 | 82269.4584 | 79746.1493 | 90515.9908 | 88977.6754 | 89215.3986 | 90305.925 | 90169.2938 | 90460.9678 | 91814.5878 | 99428.8398 | 100305.5244 | 95995.9572 | 99969.8168 | 98352.8018 | 97685.5846 | 98508.3902
NEM | Solar | 16263.718 | 18232.0874 | 19634.0677 | 20094.6354 | 23672.5021 | 32708.9036 | 32990.7356 | 28974.1277 | 30195.7411 | 31166.8678 | 31657.5481 | 32794.673 | 31824.7104 | 31478.6481 | 32739.1584 | 32651.9265 | 32891.8094 | 29119.3655 | 30335.5063 | 31130.7886 | 31674.4604
NEM | Distributed PV | 19217.9308 | 22211.2432 | 24559.7417 | 26894.848 | 29063.8612 | 30379.7965 | 31542.5551 | 32988.4635 | 34391.3033 | 35515.8746 | 37114.3041 | 38552.8367 | 39602.7698 | 40785.9313 | 42870.2805 | 45039.5106 | 46399.6476 | 47544.1817 | 48548.6791 | 49939.7492 | 51948.9584
Total excluding storage |  | 208506.851 | 209647.0777 | 210196.9203 | 211102.7682 | 211368.0192 | 213436.8346 | 216364.4644 | 216542.9898 | 218744.2129 | 221439.9064 | 224147.0715 | 227427.321 | 230350.7635 | 233616.642 | 237406.3151 | 240800.4621 | 243779.8398 | 246488.9125 | 249022.4891 | 251555.5054 | 254126.231
NEM | DSP | 0 | 0 | 0 | 1.2938 | 0 | 1.4814 | 1.7064 | 1.8404 | 2.0621 | 0 | 2.8874 | 3.6001 | 2.2229 | 2.6093 | 0 | 3.3341 | 0 | 3.6857 | 6.1611 | 1.672 | 3.309
Total including DSP |  | 208506.851 | 209647.0777 | 210196.9203 | 211104.062 | 211368.0192 | 213438.316 | 216366.1708 | 216544.8302 | 218746.2749 | 221439.9064 | 224149.9589 | 227430.9211 | 230352.9863 | 233619.2513 | 237406.3151 | 240803.7961 | 243779.8398 | 246492.5982 | 249028.6502 | 251557.1774 | 254129.54
Region | Technology | 2022 | 2023 | 2024 | 2025 | 2026 | 2027 | 2028 | 2029 | 2030 | 2031 | 2032 | 2033 | 2034 | 2035 | 2036 | 2037 | 2038 | 2039 | 2040 | 2041 | 2042
NSW | Black Coal | 45350.0322 | 44481.4444 | 41959.8641 | 28367.1289 | 29950.5729 | 20119.3249 | 22388.0925 | 6104.9373 | 6154.9016 | 6093.6335 | 4656.6947 | 1932.4633 | 1899.6887 | 1884.5077 | 0 | 0 | 0 | 0 | 0 | 0 | 0
NSW | Brown Coal | 0 | 0 | 0 | 0 | 0 | 0 | 0 | 0 | 0 | 0 | 0 | 0 | 0 | 0 | 0 | 0 | 0 | 0 | 0 | 0 | 0
NSW | CCGT | 34.6896 | 34.6896 | 104.3539 | 69.3792 | 108.3887 | 1361.0093 | 1675.941 | 3306.6944 | 3361.8166 | 3362.0219 | 3408.5639 | 3400.3807 | 3409.8635 | 3399.7496 | 3356.8845 | 3342.5423 | 3395.255 | 3388.1929 | 3399.8693 | 3398.2069 | 3419.4352
NSW | Peaking Gas+Liquids | 10.1384 | 1.2356 | 14.2881 | 47.6755 | 51.0504 | 287.8025 | 721.1196 | 8371.2421 | 10028.5752 | 10851.2818 | 12607.2629 | 15180.3932 | 16124.242 | 15572.2428 | 14488.8319 | 14224.6012 | 18188.7042 | 14968.1587 | 17690.2637 | 18340.048 | 18573.7739
NSW | Hydro | 2474.79 | 2198.5077 | 2143.473 | 3326.9374 | 2176.5353 | 2553.6861 | 1321.3034 | 4043.5982 | 3549.1061 | 2246.5724 | 2515.3101 | 2132.973 | 2053.3501 | 2994.4876 | 2129.29 | 2519.7415 | 1050.8564 | 3817.6153 | 3376.5539 | 2056.3381 | 2353.6387
NSW | Dispatchable Storage | 136.3912 | 224.4495 | 198.0356 | 752.3107 | 1610.7427 | 4096.3119 | 4838.601 | 3261.5253 | 2800.0385 | 2916.1744 | 2484.9602 | 2174.2837 | 1840.1532 | 1957.8609 | 2614.644 | 2672.1108 | 2110.8888 | 2344.6811 | 1706.9843 | 1794.7134 | 1684.1535
NSW | Behind the Meter Storage | 145.2536 | 259.9163 | 334.3237 | 451.02 | 519.8092 | 547.7888 | 594.7042 | 648.7521 | 708.0671 | 769.4182 | 832.7018 | 888.4637 | 946.442 | 1005.7259 | 1075.8216 | 1168.1863 | 1249.8352 | 1339.7069 | 1430.0345 | 1529.5669 | 1635.6279
NSW | Wind | 5552.8009 | 6040.5833 | 6263.23 | 17243.6367 | 17866.4944 | 25981.2445 | 24407.7069 | 26458.2237 | 24289.9437 | 25115.7791 | 24105.3257 | 24534.4709 | 25172.7156 | 25789.1871 | 30205.6169 | 30381.7235 | 28654.3645 | 30911.3107 | 28346.8421 | 29112.9227 | 27792.2278
NSW | Solar | 7395.6368 | 7544.1311 | 7335.9421 | 7791.7355 | 8226.5328 | 8244.3483 | 8242.9895 | 7255.7081 | 7529.7038 | 7806.6067 | 8055.1809 | 8230.2757 | 7923.8537 | 7752.4986 | 8248.6364 | 8236.5693 | 8195.4322 | 7302.2961 | 7555.8644 | 7795.6622 | 8035.6076
NSW | Distributed PV | 5151.0209 | 6118.8204 | 7087.4977 | 8076.58 | 8976.3811 | 9519.4496 | 9940.8765 | 10407.9612 | 10847.4659 | 11166.218 | 11708.0424 | 12232.7803 | 12584.8322 | 12966.5414 | 13640.7722 | 14361.3556 | 14807.4594 | 15178.1919 | 15488.814 | 15933.2505 | 16595.2427
Total excluding storage |  | 65969.1088 | 66419.4121 | 64908.6489 | 64923.0731 | 67355.9557 | 68066.8652 | 68698.0294 | 65948.365 | 65761.513 | 66642.1134 | 67056.3807 | 67643.7371 | 69168.5458 | 70359.2148 | 72070.0319 | 73066.5335 | 74292.0717 | 75565.7656 | 75858.2075 | 76636.4283 | 76769.9258
NSW | DSP | 0 | 0 | 0 | 1.2938 | 0 | 1.4814 | 0 | 1.8404 | 2.0621 | 0 | 2.8874 | 3.6001 | 2.2229 | 2.6093 | 0 | 3.3341 | 0 | 3.6857 | 6.1611 | 1.672 | 3.309
Total including DSP |  | 65969.1088 | 66419.4121 | 64908.6489 | 64924.3669 | 67355.9557 | 68068.3466 | 68698.0294 | 65950.2054 | 65763.5751 | 66642.1134 | 67059.2681 | 67647.3372 | 69170.7687 | 70361.8241 | 72070.0319 | 73069.8676 | 74292.0717 | 75569.4513 | 75864.3686 | 76638.1003 | 76773.2348
Region | Technology | 2022 | 2023 | 2024 | 2025 | 2026 | 2027 | 2028 | 2029 | 2030 | 2031 | 2032 | 2033 | 2034 | 2035 | 2036 | 2037 | 2038 | 2039 | 2040 | 2041 | 2042
QLD | Black Coal | 36728.1335 | 35335.1948 | 31669.3879 | 31048.361 | 26877.433 | 26095.717 | 27636.7912 | 16326.7487 | 15839.8291 | 15546.9422 | 15432.1604 | 14963.8351 | 14549.6085 | 14397.2627 | 14342.135 | 14173.9629 | 13186.1803 | 13046.2637 | 12927.0099 | 12972.1623 | 12961.1703
QLD | Brown Coal | 0 | 0 | 0 | 0 | 0 | 0 | 0 | 0 | 0 | 0 | 0 | 0 | 0 | 0 | 0 | 0 | 0 | 0 | 0 | 0 | 0
QLD | CCGT | 1176.4338 | 1176.4338 | 1346.3869 | 1286.7808 | 1561.9207 | 2871.19 | 3732.3647 | 8101.2785 | 8507.9269 | 8408.4932 | 8644.3083 | 8548.9358 | 8819.7501 | 8685.5016 | 8537.8782 | 8565.2111 | 8828.6659 | 8858.5139 | 7931.2705 | 7926.8493 | 7924.3359
QLD | Peaking Gas+Liquids | 0 | 0 | 2.637 | 15.3212 | 62.5126 | 162.7088 | 243.3744 | 4956.6014 | 5542.6186 | 6251.6019 | 7012.1811 | 8117.8975 | 9253.2508 | 10015.5796 | 9404.2407 | 9141.5331 | 12130.2309 | 13256.8373 | 14611.6455 | 14924.4265 | 15825.0101
QLD | Hydro | 700.866 | 700.0653 | 699.2646 | 698.4639 | 697.6632 | 696.8625 | 696.0618 | 695.2611 | 694.4604 | 693.6597 | 692.859 | 692.0583 | 691.2576 | 690.4569 | 689.6562 | 688.8555 | 259.2338 | 258.9321 | 258.6304 | 258.3288 | 258.0271
QLD | Dispatchable Storage | 201.2259 | 334.9193 | 387.5601 | 557.4276 | 914.3993 | 1330.6528 | 1640.1471 | 1903.5475 | 1992.7196 | 2093.4725 | 1977.4854 | 1849.3453 | 1471.9144 | 1490.0929 | 1533.9646 | 1562.2128 | 1378.6287 | 1096.71 | 959.4412 | 957.0527 | 866.2129
QLD | Behind the Meter Storage | 81.8411 | 147.2348 | 190.9293 | 260.7032 | 301.4224 | 319.8743 | 349.8917 | 384.3158 | 417.5251 | 461.8633 | 504.7895 | 543.7569 | 585.2637 | 630.093 | 678.0224 | 743.475 | 803.0757 | 870.059 | 928.5396 | 1016.6092 | 1102.2534
QLD | Wind | 15565.0052 | 16397.2599 | 19042.8632 | 18822.8289 | 20424.0464 | 21799.0506 | 20625.7036 | 20967.9328 | 20842.3735 | 21013.1428 | 20673.7679 | 20992.5893 | 20119.3589 | 20236.5199 | 21184.6687 | 22173.7908 | 21088.2317 | 21114.715 | 20973.8556 | 21176.5623 | 20501.3243
QLD | Solar | 5148.1004 | 6213.3796 | 7555.6258 | 7572.0596 | 7700.2822 | 7736.8785 | 7705.1214 | 6354.0678 | 7063.3339 | 7232.9081 | 7523.153 | 7704.7814 | 7572.0004 | 7576.5574 | 7716.8839 | 7701.5679 | 7669.8525 | 6371.4972 | 7080.4915 | 7205.0327 | 7489.6023
QLD | Distributed PV | 7026.2166 | 8108.2253 | 8681.4962 | 9254.7624 | 9868.6015 | 10281.9622 | 10703.202 | 11132.2587 | 11542.7461 | 11891.5563 | 12299.1782 | 12718.5512 | 13152.2162 | 13609.3033 | 14262.0255 | 14882.9203 | 15339.0864 | 15758.9925 | 16166.2012 | 16663.2754 | 17346.6513
Total excluding storage |  | 66344.7554 | 67930.5587 | 68997.6616 | 68698.5777 | 67192.4596 | 69644.3695 | 71342.6189 | 68534.149 | 70033.2885 | 71038.3042 | 72277.6079 | 73738.6488 | 74157.4425 | 75211.1815 | 76137.4882 | 77327.8415 | 78501.4816 | 78665.7519 | 79949.1045 | 81126.6374 | 82306.1212
QLD | DSP | 0 | 0 | 0 | 0 | 0 | 0 | 1.7064 | 0 | 0 | 0 | 0 | 0 | 0 | 0 | 0 | 0 | 0 | 0 | 0 | 0 | 0
Total including DSP |  | 66344.7554 | 67930.5587 | 68997.6616 | 68698.5777 | 67192.4596 | 69644.3695 | 71344.3253 | 68534.149 | 70033.2885 | 71038.3042 | 72277.6079 | 73738.6488 | 74157.4425 | 75211.1815 | 76137.4882 | 77327.8415 | 78501.4816 | 78665.7519 | 79949.1045 | 81126.6374 | 82306.1212
Region | Technology | 2022 | 2023 | 2024 | 2025 | 2026 | 2027 | 2028 | 2029 | 2030 | 2031 | 2032 | 2033 | 2034 | 2035 | 2036 | 2037 | 2038 | 2039 | 2040 | 2041 | 2042
VIC | Black Coal | 0 | 0 | 0 | 0 | 0 | 0 | 0 | 0 | 0 | 0 | 0 | 0 | 0 | 0 | 0 | 0 | 0 | 0 | 0 | 0 | 0
VIC | Brown Coal | 24691.9289 | 25118.0973 | 25763.042 | 24344.8202 | 17430.0694 | 0 | 0 | 0 | 0 | 0 | 0 | 0 | 0 | 0 | 0 | 0 | 0 | 0 | 0 | 0 | 0
VIC | CCGT | 23.4589 | 15.7252 | 6.7521 | 11.3373 | 49.9487 | 178.468 | 1277.306 | 199.889 | 161.7391 | 237.2293 | 127.1957 | 157.2245 | 125.4774 | 276.4525 | 146.9428 | 160.1176 | 1131.2781 | 426.6467 | 0 | 0 | 0
VIC | Peaking Gas+Liquids | 30.4396 | 15.6998 | 7.3672 | 5.7809 | 36.5952 | 151.1946 | 863.4506 | 396.5959 | 367.9487 | 1058.112 | 265.1218 | 446.5116 | 594.0935 | 550.2043 | 612.9434 | 334.5073 | 2134.5164 | 1569.3474 | 1578.0535 | 3250.995 | 1673.2738
VIC | Hydro | 3183.336 | 2953.7486 | 2802.3896 | 3533.9932 | 2741.9874 | 3165.1521 | 1919.0046 | 3879.5296 | 3652.3999 | 2880.5461 | 3147.7514 | 2919.9652 | 2768.8273 | 3416.2643 | 2634.5419 | 3128.7844 | 1895.9851 | 3834.851 | 3613.4641 | 2847.2957 | 3110.6005
VIC | Dispatchable Storage | 66.0166 | 87.055 | 129.2314 | 281.4799 | 1072.8945 | 4322.004 | 4426.7919 | 5550.0058 | 5661.5438 | 5903.5741 | 5559.5173 | 5726.5839 | 5692.4369 | 5483.8635 | 5449.4759 | 5522.3385 | 5776.9261 | 5477.2137 | 5395.3682 | 5343.1095 | 5033.929
VIC | Behind the Meter Storage | 67.7869 | 123.0628 | 156.6383 | 214.3069 | 242.6799 | 257.5171 | 286.743 | 315.1912 | 346.9324 | 381.1428 | 415.8022 | 451.2382 | 481.5328 | 519.4667 | 555.5065 | 610.8708 | 672.4945 | 729.0715 | 787.6799 | 852.0774 | 915.9755
VIC | Wind | 14527.3004 | 12911.9506 | 12963.0397 | 13171.4005 | 15921.3543 | 21445.4457 | 21157.2449 | 29232.0977 | 29368.5982 | 28760.523 | 30492.8255 | 30595.4038 | 31028.3539 | 31699.959 | 32750.4411 | 32423.4008 | 31844.1367 | 33269.6334 | 34074.7619 | 33763.1098 | 36100.9356
VIC | Solar | 2277.0261 | 2452.2246 | 2671.3868 | 2638.3626 | 5677.4285 | 14670.2513 | 14934.3458 | 13377.1184 | 13535.6333 | 14111.8192 | 14021.9618 | 14724.363 | 14269.2785 | 14076.2079 | 14698.2128 | 14584.5782 | 14876.6209 | 13443.9701 | 13644.0678 | 14094.9348 | 14078.8344
VIC | Distributed PV | 4213.0856 | 4958.1133 | 5623.6374 | 6258.4574 | 6788.3012 | 7072.173 | 7319.7891 | 7771.4047 | 8231.493 | 8604.2288 | 9108.1739 | 9482.7533 | 9678.6116 | 9934.8552 | 10497.3441 | 11106.4974 | 11442.0923 | 11705.6869 | 11919.1854 | 12263.4492 | 12771.9478
Total excluding storage |  | 48946.5756 | 48425.5594 | 49837.6149 | 49964.152 | 48645.6847 | 46682.6845 | 47471.141 | 54856.6352 | 55317.8123 | 55652.4583 | 57163.0302 | 58326.2213 | 58464.6422 | 59953.9432 | 61340.4259 | 61737.8856 | 63324.6294 | 64250.1353 | 64829.5327 | 66219.7845 | 67735.592
VIC | DSP | 0 | 0 | 0 | 0 | 0 | 0 | 0 | 0 | 0 | 0 | 0 | 0 | 0 | 0 | 0 | 0 | 0 | 0 | 0 | 0 | 0
Total including DSP |  | 48946.5756 | 48425.5594 | 49837.6149 | 49964.152 | 48645.6847 | 46682.6845 | 47471.141 | 54856.6352 | 55317.8123 | 55652.4583 | 57163.0302 | 58326.2213 | 58464.6422 | 59953.9432 | 61340.4259 | 61737.8856 | 63324.6294 | 64250.1353 | 64829.5327 | 66219.7845 | 67735.592
Region | Technology | 2022 | 2023 | 2024 | 2025 | 2026 | 2027 | 2028 | 2029 | 2030 | 2031 | 2032 | 2033 | 2034 | 2035 | 2036 | 2037 | 2038 | 2039 | 2040 | 2041 | 2042
SA | Black Coal | 0 | 0 | 0 | 0 | 0 | 0 | 0 | 0 | 0 | 0 | 0 | 0 | 0 | 0 | 0 | 0 | 0 | 0 | 0 | 0 | 0
SA | Brown Coal | 0 | 0 | 0 | 0 | 0 | 0 | 0 | 0 | 0 | 0 | 0 | 0 | 0 | 0 | 0 | 0 | 0 | 0 | 0 | 0 | 0
SA | CCGT | 1871.1856 | 1877.0823 | 1503.4847 | 1539.241 | 1435.7242 | 2541.1378 | 3054.6119 | 1874.6771 | 1649.6387 | 2097.4969 | 1490.568 | 2021.0274 | 1993.7791 | 2083.3485 | 1120.5989 | 1120.739 | 0 | 0 | 0 | 0 | 0
SA | Peaking Gas+Liquids | 48.6035 | 48.6024 | 67.9385 | 83.6516 | 78.6482 | 420.8728 | 630.835 | 279.3233 | 198.33 | 377.1128 | 150.3386 | 344.8184 | 321.5136 | 387.3287 | 296.2771 | 296.6233 | 910.2764 | 720.4358 | 704.2259 | 852.8285 | 650.5254
SA | Hydro | 0 | 0 | 0 | 0 | 0 | 0 | 0 | 0 | 0 | 0 | 0 | 0 | 0 | 0 | 0 | 0 | 0 | 0 | 0 | 0 | 0
SA | Dispatchable Storage | 103.3224 | 117.0794 | 162.1173 | 226.7653 | 261.4295 | 577.8206 | 605.0985 | 1172.1435 | 1230.6263 | 1227.5242 | 1154.2265 | 1323.9901 | 1337.8269 | 1320.014 | 1296.9411 | 1364.1411 | 1525.7914 | 1376.1452 | 1461.8196 | 1437.2573 | 1377.4255
SA | Behind the Meter Storage | 63.4058 | 90.4461 | 109.9468 | 142.7194 | 156.133 | 162.5527 | 179.8249 | 194.8042 | 213.5609 | 230.0311 | 247.3109 | 264.5534 | 280.7483 | 300.1649 | 316.5848 | 343.3783 | 375.4178 | 400.455 | 430.8363 | 458.5665 | 488.4242
SA | Wind | 8402.6089 | 8095.323 | 8251.4367 | 7985.0796 | 8749.5127 | 8377.2993 | 7745.707 | 8052.4999 | 8231.9836 | 7973.308 | 8181.2027 | 7520.4887 | 7945.8889 | 7416.5582 | 8545.06 | 8498.6436 | 7841.7896 | 8163.6309 | 8561.2165 | 8308.123 | 8557.7259
SA | Solar | 1442.9546 | 2022.3521 | 2071.1129 | 2092.4778 | 2068.2586 | 2057.4255 | 2108.2789 | 1987.2333 | 2067.0702 | 2015.5338 | 2057.2524 | 2135.253 | 2059.5778 | 2073.3842 | 2075.4253 | 2129.2111 | 2149.9039 | 2001.6022 | 2055.0826 | 2035.1589 | 2070.4161
SA | Distributed PV | 2541.0783 | 2704.5256 | 2815.6119 | 2922.8702 | 3023.8671 | 3090.9493 | 3158.9346 | 3242.0319 | 3318.353 | 3390.0545 | 3512.7839 | 3617.3755 | 3682.8458 | 3764.2178 | 3936.0529 | 4128.3945 | 4241.7735 | 4327.4565 | 4398.7852 | 4497.5173 | 4638.5066
Total excluding storage |  | 14306.431 | 14747.8854 | 14709.5847 | 14623.3203 | 15356.0108 | 16487.6847 | 16698.3673 | 15435.7654 | 15465.3754 | 15853.506 | 15392.1456 | 15638.963 | 16003.6051 | 15724.8375 | 15973.4143 | 16173.6114 | 15143.7434 | 15213.1254 | 15719.3103 | 15693.6277 | 15917.174
SA | DSP | 0 | 0 | 0 | 0 | 0 | 0 | 0 | 0 | 0 | 0 | 0 | 0 | 0 | 0 | 0 | 0 | 0 | 0 | 0 | 0 | 0
Total including DSP |  | 14306.431 | 14747.8854 | 14709.5847 | 14623.3203 | 15356.0108 | 16487.6847 | 16698.3673 | 15435.7654 | 15465.3754 | 15853.506 | 15392.1456 | 15638.963 | 16003.6051 | 15724.8375 | 15973.4143 | 16173.6114 | 15143.7434 | 15213.1254 | 15719.3103 | 15693.6277 | 15917.174
Region | Technology | 2022 | 2023 | 2024 | 2025 | 2026 | 2027 | 2028 | 2029 | 2030 | 2031 | 2032 | 2033 | 2034 | 2035 | 2036 | 2037 | 2038 | 2039 | 2040 | 2041 | 2042
TAS | Black Coal | 0 | 0 | 0 | 0 | 0 | 0 | 0 | 0 | 0 | 0 | 0 | 0 | 0 | 0 | 0 | 0 | 0 | 0 | 0 | 0 | 0
TAS | Brown Coal | 0 | 0 | 0 | 0 | 0 | 0 | 0 | 0 | 0 | 0 | 0 | 0 | 0 | 0 | 0 | 0 | 0 | 0 | 0 | 0 | 0
TAS | CCGT | 0 | 0 | 0 | 0 | 0 | 0 | 0 | 0 | 0 | 0 | 0 | 0 | 0 | 0 | 0 | 0 | 0 | 0 | 0 | 0 | 0
TAS | Peaking Gas+Liquids | 0 | 0 | 0 | 0 | 0 | 0 | 0 | 0 | 0 | 0 | 0 | 0 | 0 | 0 | 0 | 0 | 0 | 0 | 0 | 0 | 0
TAS | Hydro | 9567.345 | 7781.012 | 7565.1389 | 8403.8721 | 8218.1655 | 7473.5499 | 5924.7679 | 5528.0314 | 5470.2021 | 5437.0619 | 4918.9781 | 5052.0333 | 5857.6133 | 5184.0878 | 4607.8158 | 5106.2815 | 5381.2431 | 5709.7537 | 5694.5151 | 5971.9039 | 5244.6313
TAS | Dispatchable Storage | 3.2953 | 4.7661 | 6.7538 | 12.0838 | 14.7112 | 13.9383 | 18.8779 | 14.517 | 17.0391 | 18.0651 | 19.3219 | 21.3794 | 17.5319 | 20.3494 | 20.6149 | 21.4659 | 22.0162 | 20.4789 | 19.0564 | 14.9002 | 15.3158
TAS | Behind the Meter Storage | 9.6776 | 16.5472 | 18.7168 | 23.7627 | 26.4901 | 28.0254 | 31.1267 | 33.8288 | 37.3816 | 40.4021 | 43.1426 | 46.0459 | 48.1849 | 51.5268 | 54.3961 | 59.1282 | 64.4695 | 68.7273 | 74.1532 | 79.1647 | 83.7932
TAS | Wind | 3086.1057 | 4021.0914 | 3826.7728 | 4107.595 | 4193.0327 | 4666.4183 | 5809.7869 | 5805.2368 | 6244.7763 | 6352.6456 | 6852.8033 | 6526.3411 | 6194.6505 | 6672.3637 | 6743.0532 | 6827.9657 | 6567.4347 | 6510.5267 | 6396.1257 | 5324.8668 | 5556.1766
TAS | Solar | 0 | 0 | 0 | 0 | 0 | 0 | 0 | 0 | 0 | 0 | 0 | 0 | 0 | 0 | 0 | 0 | 0 | 0 | 0 | 0 | 0
TAS | Distributed PV | 286.5295 | 321.5586 | 351.4984 | 382.178 | 406.7102 | 415.2625 | 419.753 | 434.8071 | 451.2452 | 463.8169 | 486.1257 | 501.3765 | 504.264 | 511.0135 | 534.0858 | 560.3428 | 569.2359 | 573.8539 | 575.6933 | 582.2569 | 596.61
Total excluding storage |  | 12939.9803 | 12123.6621 | 11743.4101 | 12893.6451 | 12817.9084 | 12555.2306 | 12154.3077 | 11768.0752 | 12166.2237 | 12253.5245 | 12257.9071 | 12079.7509 | 12556.5278 | 12367.465 | 11884.9548 | 12494.59 | 12517.9137 | 12794.1343 | 12666.3341 | 11879.0276 | 11397.4179
TAS | DSP | 0 | 0 | 0 | 0 | 0 | 0 | 0 | 0 | 0 | 0 | 0 | 0 | 0 | 0 | 0 | 0 | 0 | 0 | 0 | 0 | 0
Total including DSP |  | 12939.9803 | 12123.6621 | 11743.4101 | 12893.6451 | 12817.9084 | 12555.2306 | 12154.3077 | 11768.0752 | 12166.2237 | 12253.5245 | 12257.9071 | 12079.7509 | 12556.5278 | 12367.465 | 11884.9548 | 12494.59 | 12517.9137 | 12794.1343 | 12666.3341 | 11879.0276 | 11397.4179
Pump Load (GWh) - Step Change (Counterfactual)
Region | Technology | 2022 | 2023 | 2024 | 2025 | 2026 | 2027 | 2028 | 2029 | 2030 | 2031 | 2032 | 2033 | 2034 | 2035 | 2036 | 2037 | 2038 | 2039 | 2040 | 2041 | 2042
NEM | Dispatchable Storage Load | -937.7587 | -1381.1717 | -1456.6798 | -2889.5057 | -5252.1861 | -13385.2 | -15148.7884 | -15429.8998 | -15108.9989 | -15449.7203 | -14308.2396 | -14104.3137 | -13054.2623 | -12963.8329 | -13931.6373 | -14266.2241 | -13745.6094 | -13065.2768 | -12169.725 | -11938.3261 | -11283.2422
NEM | Behind the Meter Storage Load | -432.6638 | -749.1669 | -952.6458 | -1284.7295 | -1465.6912 | -1546.956 | -1695.9752 | -1853.9957 | -2026.9632 | -2213.8846 | -2403.5125 | -2580.0613 | -2753.5377 | -2948.5201 | -3151.7019 | -3439.1473 | -3722.1647 | -4007.0645 | -4294.2608 | -4627.9878 | -4969.9809
Total |  | -1370.4225 | -2130.3386 | -2409.3256 | -4174.2352 | -6717.8773 | -14932.1561 | -16844.7636 | -17283.8955 | -17135.9621 | -17663.6049 | -16711.7521 | -16684.375 | -15807.7999 | -15912.353 | -17083.3392 | -17705.3713 | -17467.7741 | -17072.3413 | -16463.9858 | -16566.3139 | -16253.223
Region | Technology | 2022 | 2023 | 2024 | 2025 | 2026 | 2027 | 2028 | 2029 | 2030 | 2031 | 2032 | 2033 | 2034 | 2035 | 2036 | 2037 | 2038 | 2039 | 2040 | 2041 | 2042
NSW | Dispatchable Storage Load | -461.2473 | -680.7071 | -590.3779 | -1559.2889 | -2460.7822 | -5629.6554 | -6846.266 | -4687.1819 | -3971.9686 | -4061.6925 | -3467.6742 | -3029.2777 | -2528.1468 | -2662.1265 | -3634.693 | -3737.9963 | -2954.1116 | -3235.6861 | -2404.8179 | -2418.7164 | -2267.0758
NSW | Behind the Meter Storage Load | -170.8027 | -305.5586 | -393.0251 | -530.4443 | -611.333 | -644.1963 | -699.279 | -762.5782 | -832.764 | -904.6223 | -979.3465 | -1044.7351 | -1112.9132 | -1183.0186 | -1265.2812 | -1373.8258 | -1469.6656 | -1574.8242 | -1681.8859 | -1798.3476 | -1923.6734
Total |  | -632.05 | -986.2657 | -983.4031 | -2089.7331 | -3072.1152 | -6273.8517 | -7545.545 | -5449.76 | -4804.7326 | -4966.3148 | -4447.0206 | -4074.0129 | -3641.06 | -3845.1451 | -4899.9741 | -5111.8222 | -4423.7772 | -4810.5103 | -4086.7037 | -4217.064 | -4190.7492
Region | Technology | 2022 | 2023 | 2024 | 2025 | 2026 | 2027 | 2028 | 2029 | 2030 | 2031 | 2032 | 2033 | 2034 | 2035 | 2036 | 2037 | 2038 | 2039 | 2040 | 2041 | 2042
QLD | Dispatchable Storage Load | -270.1007 | -450.958 | -511.6586 | -715.0769 | -1149.0793 | -1666.6527 | -2044.1614 | -2370.4378 | -2461.5498 | -2598.7685 | -2451.1729 | -2276.4842 | -1808.5958 | -1838.0941 | -1890.5117 | -1941.8121 | -1697.4759 | -1337.643 | -1167.3475 | -1174.5172 | -1055.6139
QLD | Behind the Meter Storage Load | -96.2614 | -173.112 | -224.4886 | -306.559 | -354.49 | -376.0634 | -411.4039 | -451.9131 | -491.0178 | -543.0034 | -593.7554 | -639.3729 | -688.2021 | -740.9921 | -797.4191 | -874.1173 | -944.2886 | -1023.111 | -1091.9866 | -1195.2022 | -1296.5204
Total |  | -366.3621 | -624.07 | -736.1472 | -1021.6358 | -1503.5693 | -2042.7161 | -2455.5653 | -2822.3509 | -2952.5676 | -3141.7719 | -3044.9283 | -2915.8571 | -2496.7979 | -2579.0862 | -2687.9308 | -2815.9294 | -2641.7645 | -2360.7539 | -2259.3341 | -2369.7194 | -2352.1343
Region | Technology | 2022 | 2023 | 2024 | 2025 | 2026 | 2027 | 2028 | 2029 | 2030 | 2031 | 2032 | 2033 | 2034 | 2035 | 2036 | 2037 | 2038 | 2039 | 2040 | 2041 | 2042
VIC | Dispatchable Storage Load | -78.4418 | -103.3591 | -153.4215 | -331.552 | -1314.7221 | -5371.7011 | -5502.919 | -6909.315 | -7122.081 | -7270.5149 | -6944.926 | -7126.0291 | -7052.7942 | -6815.0685 | -6778.3503 | -6866.3855 | -7183.1447 | -6785.2112 | -6754.9766 | -6571.5368 | -6244.0903
VIC | Behind the Meter Storage Load | -79.6686 | -144.7041 | -183.943 | -251.9509 | -285.1446 | -302.5905 | -337.2431 | -370.7886 | -408.2077 | -448.2893 | -488.8778 | -530.7226 | -565.8046 | -610.8838 | -652.7927 | -717.8704 | -790.9495 | -857.6723 | -926.7868 | -1002.1832 | -1076.9375
Total |  | -158.1105 | -248.0632 | -337.3645 | -583.5028 | -1599.8667 | -5674.2916 | -5840.1621 | -7280.1036 | -7530.2887 | -7718.8042 | -7433.8038 | -7656.7517 | -7618.5988 | -7425.9523 | -7431.143 | -7584.256 | -7974.0942 | -7642.8835 | -7681.7634 | -7573.7201 | -7321.0278
Region | Technology | 2022 | 2023 | 2024 | 2025 | 2026 | 2027 | 2028 | 2029 | 2030 | 2031 | 2032 | 2033 | 2034 | 2035 | 2036 | 2037 | 2038 | 2039 | 2040 | 2041 | 2042
SA | Dispatchable Storage Load | -124.0924 | -140.4989 | -193.3148 | -269.3681 | -310.2955 | -700.6646 | -733.3628 | -1445.8879 | -1533.3537 | -1497.4933 | -1421.5766 | -1647.5313 | -1644.1017 | -1624.6047 | -1603.8317 | -1694.7766 | -1884.9774 | -1682.6451 | -1820.1649 | -1756.0277 | -1698.4443
SA | Behind the Meter Storage Load | -74.5632 | -106.3487 | -129.2197 | -167.8563 | -183.6091 | -191.1888 | -211.4691 | -228.9601 | -251.048 | -270.4993 | -290.8376 | -311.1137 | -330.0335 | -353.0722 | -372.3052 | -403.8749 | -441.4907 | -470.6843 | -506.4656 | -539.2409 | -574.388
Total |  | -198.6556 | -246.8476 | -322.5345 | -437.2244 | -493.9046 | -891.8534 | -944.8319 | -1674.848 | -1784.4017 | -1767.9927 | -1712.4142 | -1958.6451 | -1974.1352 | -1977.6768 | -1976.1369 | -2098.6515 | -2326.4682 | -2153.3294 | -2326.6305 | -2295.2687 | -2272.8323
Region | Technology | 2022 | 2023 | 2024 | 2025 | 2026 | 2027 | 2028 | 2029 | 2030 | 2031 | 2032 | 2033 | 2034 | 2035 | 2036 | 2037 | 2038 | 2039 | 2040 | 2041 | 2042
TAS | Dispatchable Storage Load | -3.8764 | -5.6486 | -7.907 | -14.2199 | -17.307 | -16.5262 | -22.0792 | -17.0772 | -20.0458 | -21.2511 | -22.8899 | -24.9914 | -20.6238 | -23.939 | -24.2505 | -25.2535 | -25.8999 | -24.0915 | -22.418 | -17.528 | -18.0177
TAS | Behind the Meter Storage Load | -11.3679 | -19.4435 | -21.9694 | -27.919 | -31.1145 | -32.9171 | -36.5802 | -39.7558 | -43.9258 | -47.4703 | -50.6952 | -54.1169 | -56.5843 | -60.5534 | -63.9039 | -69.4588 | -75.7702 | -80.7727 | -87.136 | -93.0138 | -98.4616
Total |  | -15.2443 | -25.0921 | -29.8764 | -42.139 | -48.4215 | -49.4433 | -58.6594 | -56.833 | -63.9716 | -68.7213 | -73.5851 | -79.1083 | -77.2081 | -84.4924 | -88.1544 | -94.7123 | -101.6701 | -104.8643 | -109.554 | -110.5418 | -116.4793

## Generation_2
Annual as-generated generation by technology (GWh) - Step Change (DP8)
Years are financial year ending.
Region | Technology | 2022 | 2023 | 2024 | 2025 | 2026 | 2027 | 2028 | 2029 | 2030 | 2031 | 2032 | 2033 | 2034 | 2035 | 2036 | 2037 | 2038 | 2039 | 2040 | 2041 | 2042
NEM | Black Coal | 97453.0534 | 93160.9415 | 91064.3899 | 86269.8399 | 78367.2527 | 73763.2131 | 73605.3452 | 70479.3252 | 72779.4624 | 63427.3265 | 50279.4683 | 35128.9468 | 35256.931 | 34112.087 | 11975.1925 | 11800.453 | 11566.9817 | 11304.301 | 11715.9405 | 11612.7999 | 6416.0119
NEM | Brown Coal | 31434.2114 | 33012.395 | 32907.6219 | 33408.0465 | 28762.0487 | 20349.5388 | 12995.5293 | 10700.1409 | 7873.122 | 7665.9808 | 7414.1414 | 7272.3251 | 7372.1348 | 7202.1271 | 6579.3372 | 0 | 0 | 0 | 0 | 0 | 0
NEM | CCGT | 3137.4064 | 3124.8661 | 2900.9841 | 1997.8319 | 2181.8244 | 2228.2418 | 5086.9511 | 2382.0902 | 2089.7399 | 3868.074 | 3992.3273 | 5487.506 | 5317.5019 | 4710.9294 | 4114.6919 | 3572.8773 | 4944.9268 | 3143.4534 | 2601.2024 | 3387.3806 | 3130.0754
NEM | Peaking Gas+Liquids | 116.3251 | 91.5072 | 152.6881 | 89.561 | 135.8869 | 149.9256 | 514.9697 | 258.8573 | 111.4797 | 342.7283 | 310.6335 | 753.873 | 385.1069 | 453.6491 | 409.5588 | 455.1944 | 1912.2477 | 788.5966 | 462.6593 | 1573.8867 | 1066.5546
NEM | Hydro | 16248.6463 | 13522.9545 | 13416.519 | 16421.9119 | 14729.1769 | 15875.5222 | 10953.0433 | 18403.637 | 17161.2099 | 13680.1494 | 17106.8477 | 14553.283 | 14226.3142 | 16572.6111 | 14548.1002 | 16117.2929 | 9938.0374 | 17625.5095 | 16206.892 | 12570.6493 | 14989.8143
NEM | Dispatchable Storage | 428.1829 | 586.1066 | 921.8727 | 1789.1918 | 5610.8256 | 6115.6703 | 6922.0112 | 7303.735 | 8114.5295 | 9128.2256 | 9578.4363 | 11695.8525 | 11890.0553 | 12237.4515 | 17331.7179 | 18760.8236 | 21349.729 | 20707.1355 | 20794.1417 | 22165.6621 | 23817.709
NEM | Behind the Meter Storage | 367.965 | 637.2072 | 810.5549 | 1092.5123 | 1246.5347 | 1315.7584 | 1442.2905 | 1576.892 | 1723.4671 | 1882.8575 | 2043.7469 | 2194.0581 | 2342.1717 | 2506.9773 | 2680.3314 | 2925.0385 | 3165.2927 | 3408.0197 | 3651.2435 | 3935.9847 | 4226.0741
NEM | Wind | 29175.2855 | 30210.8214 | 31318.8081 | 32472.2075 | 41788.6328 | 48206.8933 | 54896.9177 | 57626.9766 | 58866.8343 | 68957.8276 | 75965.6384 | 85703.9968 | 84994.0913 | 85941.3228 | 99547.325 | 105409.1534 | 104397.4979 | 109414.2022 | 108695.3755 | 106560.3639 | 108245.9067
NEM | Solar | 12774.5275 | 15384.0507 | 15440.8713 | 15291.0978 | 19987.8809 | 25261.8569 | 29610.838 | 26112.0859 | 28970.4632 | 32179.3581 | 36079.5917 | 43865.4727 | 47481.7895 | 48153.5313 | 62242.78 | 63085.6545 | 70830.8228 | 62230.4552 | 66759.7354 | 72745.0587 | 75345.9199
NEM | Distributed PV | 19217.9308 | 22211.2432 | 24559.7417 | 26894.848 | 29063.8612 | 30379.7965 | 31542.5551 | 32988.4635 | 34391.3033 | 35515.8746 | 37114.3041 | 38552.8367 | 39602.7698 | 40785.9313 | 42870.2805 | 45039.5106 | 46399.6476 | 47544.1817 | 48548.6791 | 49939.7492 | 51948.9584
Total excluding storage |  | 209557.3864 | 210718.7795 | 211761.624 | 212845.3446 | 215016.5644 | 216214.9882 | 219206.1494 | 218951.5766 | 222243.6148 | 225637.3193 | 228262.9525 | 231318.2402 | 234636.6394 | 237932.1891 | 242287.266 | 245480.1361 | 249990.1619 | 252050.6996 | 254990.4841 | 258389.8884 | 261143.2413
NEM | DSP | 0 | 0 | 0 | 1.2938 | 0 | 1.4814 | 1.7064 | 1.8404 | 2.0621 | 0 | 2.8874 | 3.6001 | 2.2229 | 2.6093 | 0 | 3.3341 | 0 | 3.6857 | 6.1611 | 1.672 | 3.309
Total including DSP |  | 209557.3864 | 210718.7795 | 211761.624 | 212846.6384 | 215016.5644 | 216216.4696 | 219207.8558 | 218953.417 | 222245.6769 | 225637.3193 | 228265.8398 | 231321.8403 | 234638.8623 | 237934.7984 | 242287.266 | 245483.4702 | 249990.1619 | 252054.3853 | 254996.6453 | 258391.5604 | 261146.5503
Region | Technology | 2022 | 2023 | 2024 | 2025 | 2026 | 2027 | 2028 | 2029 | 2030 | 2031 | 2032 | 2033 | 2034 | 2035 | 2036 | 2037 | 2038 | 2039 | 2040 | 2041 | 2042
NSW | Black Coal | 47346.6337 | 45936.155 | 41892.498 | 40031.7936 | 38398.5118 | 38391.2169 | 38511.8433 | 37303.1191 | 39803.7801 | 34627.9277 | 21449.804 | 16948.232 | 17109.3295 | 16553.1015 | 0 | 0 | 0 | 0 | 0 | 0 | 0
NSW | Brown Coal | 0 | 0 | 0 | 0 | 0 | 0 | 0 | 0 | 0 | 0 | 0 | 0 | 0 | 0 | 0 | 0 | 0 | 0 | 0 | 0 | 0
NSW | CCGT | 34.6896 | 34.6896 | 104.3539 | 65.5248 | 65.5248 | 65.5248 | 714.7789 | 71.8313 | 65.5248 | 461.5812 | 607.4328 | 1262.4221 | 1156.6121 | 821.1496 | 794.4381 | 574.5179 | 1370.4901 | 756.1996 | 679.2044 | 1129.7869 | 792.0165
NSW | Peaking Gas+Liquids | 16.754 | 1.0478 | 24.491 | 34.2655 | 20.7117 | 17.0342 | 29.2732 | 40.1265 | 15.0297 | 48.0653 | 88.5897 | 362.7967 | 105.282 | 158.2235 | 152.3628 | 223.3246 | 701.0908 | 274.5268 | 134.4438 | 586.3427 | 480.7628
NSW | Hydro | 2255.1532 | 1996.5863 | 2019.6234 | 2982.3005 | 2569.4147 | 3140.7903 | 2374.8454 | 4128.267 | 4162.4602 | 3322.7744 | 3603.9479 | 3206.0425 | 3142.0998 | 4035.8181 | 3014.4163 | 3244.4766 | 1892.0739 | 4506.5721 | 4116.1495 | 2949.9879 | 3271.9581
NSW | Dispatchable Storage | 125.1418 | 188.9173 | 260.2421 | 705.8741 | 4038.6902 | 4358.0969 | 4739.3166 | 3691.7901 | 4105.7705 | 4414.3397 | 4759.5982 | 5570.1183 | 5469.7827 | 5561.6675 | 8587.7156 | 8523.1094 | 9624.1894 | 9621.8671 | 9311.9631 | 10098.1407 | 10709.7115
NSW | Behind the Meter Storage | 145.2536 | 259.9163 | 334.3237 | 451.02 | 519.8092 | 547.7888 | 594.7042 | 648.7521 | 708.0671 | 769.4182 | 832.7018 | 888.4637 | 946.442 | 1005.7259 | 1075.8216 | 1168.1863 | 1249.8352 | 1339.7069 | 1430.0345 | 1529.5669 | 1635.6279
NSW | Wind | 4881.3247 | 5466.5392 | 5971.2953 | 5986.9345 | 6274.833 | 5950.9505 | 8220.8951 | 8916.6877 | 8369.0533 | 12617.7421 | 14587.3848 | 19036.4255 | 20456.5725 | 20601.8477 | 26249.5307 | 26368.4289 | 23952.0863 | 26738.7562 | 24892.1354 | 23718.4581 | 22144.245
NSW | Solar | 4527.9495 | 5709.0314 | 5991.591 | 5873.1531 | 9893.1244 | 12119.6587 | 14526.0647 | 12831.2882 | 13304.3905 | 14839.0538 | 17930.5287 | 18330.5811 | 19120.1354 | 18648.9319 | 27225.1015 | 27917.569 | 33630.19 | 29455.5253 | 30640.3474 | 34531.3544 | 35662.2415
NSW | Distributed PV | 5151.0209 | 6118.8204 | 7087.4977 | 8076.58 | 8976.3811 | 9519.4496 | 9940.8765 | 10407.9612 | 10847.4659 | 11166.218 | 11708.0424 | 12232.7803 | 12584.8322 | 12966.5414 | 13640.7722 | 14361.3556 | 14807.4594 | 15178.1919 | 15488.814 | 15933.2505 | 16595.2427
Total excluding storage |  | 64213.5255 | 65262.8698 | 63091.3502 | 63050.5518 | 66198.5015 | 69204.625 | 74318.5772 | 73699.281 | 76567.7045 | 77083.3625 | 69975.7302 | 71379.2801 | 73674.8636 | 73785.6138 | 71076.6216 | 72689.6725 | 76353.3905 | 76909.7719 | 75951.0944 | 78849.1804 | 78946.4665
NSW | DSP | 0 | 0 | 0 | 1.2938 | 0 | 1.4814 | 0 | 1.8404 | 2.0621 | 0 | 2.8874 | 3.6001 | 2.2229 | 2.6093 | 0 | 3.3341 | 0 | 3.6857 | 6.1611 | 1.672 | 3.309
Total including DSP |  | 64213.5255 | 65262.8698 | 63091.3502 | 63051.8456 | 66198.5015 | 69206.1064 | 74318.5772 | 73701.1215 | 76569.7666 | 77083.3625 | 69978.6176 | 71382.8802 | 73677.0864 | 73788.2231 | 71076.6216 | 72693.0066 | 76353.3905 | 76913.4577 | 75957.2555 | 78850.8524 | 78949.7756
Region | Technology | 2022 | 2023 | 2024 | 2025 | 2026 | 2027 | 2028 | 2029 | 2030 | 2031 | 2032 | 2033 | 2034 | 2035 | 2036 | 2037 | 2038 | 2039 | 2040 | 2041 | 2042
QLD | Black Coal | 50106.4197 | 47224.7865 | 49171.8919 | 46238.0463 | 39968.7409 | 35371.9962 | 35093.5019 | 33176.2061 | 32975.6823 | 28799.3988 | 28829.6643 | 18180.7148 | 18147.6014 | 17558.9855 | 11975.1925 | 11800.453 | 11566.9817 | 11304.301 | 11715.9405 | 11612.7999 | 6416.0119
QLD | Brown Coal | 0 | 0 | 0 | 0 | 0 | 0 | 0 | 0 | 0 | 0 | 0 | 0 | 0 | 0 | 0 | 0 | 0 | 0 | 0 | 0 | 0
QLD | CCGT | 1176.4338 | 1176.4338 | 1346.3869 | 1376.2597 | 1543.4311 | 1544.4915 | 2407.1057 | 1720.734 | 1453.4018 | 1881.0769 | 2145.509 | 2632.106 | 2548.8668 | 2447.4581 | 2338.1835 | 2038.838 | 2928.1194 | 2179.6968 | 1921.998 | 2257.5938 | 2338.0589
QLD | Peaking Gas+Liquids | 3.7161 | 0.79242 | 9.589 | 41.8017 | 71.7959 | 49.5545 | 87.7829 | 143.9837 | 46.8072 | 108.5741 | 84.9775 | 113.9479 | 47.3602 | 81.5289 | 30.1474 | 30.4606 | 89.8121 | 86.0585 | 24.7024 | 177.8853 | 60.2805
QLD | Hydro | 700.866 | 700.0653 | 699.2646 | 698.4639 | 697.6632 | 696.8625 | 696.0618 | 695.2611 | 694.4604 | 693.6597 | 692.859 | 692.0583 | 691.2576 | 690.4569 | 689.6562 | 688.8555 | 259.2338 | 258.9321 | 258.6304 | 258.3288 | 258.0271
QLD | Dispatchable Storage | 84.2603 | 153.7619 | 282.0872 | 503.3009 | 843.8922 | 975.7342 | 1373.1508 | 2786.6437 | 3126.6581 | 3796.4935 | 3859.8157 | 4793.8487 | 5096.2913 | 5358.6245 | 6800.5039 | 6774.4746 | 7601.5292 | 6939.3873 | 7408.0833 | 7935.4151 | 8436.2035
QLD | Behind the Meter Storage | 81.8411 | 147.2348 | 190.9293 | 260.7032 | 301.4224 | 319.8743 | 349.8917 | 384.3158 | 417.5251 | 461.8633 | 504.7895 | 543.7569 | 585.2637 | 630.093 | 678.0224 | 743.475 | 803.0757 | 870.059 | 928.5396 | 1016.6092 | 1102.2534
QLD | Wind | 2306.7854 | 4218.1051 | 4113.3467 | 4053.5461 | 10935.6519 | 16480.7981 | 15395.0588 | 16363.9585 | 17082.7596 | 19448.7833 | 19212.0096 | 26700.1821 | 25238.2643 | 25089.565 | 30560.6641 | 32944.2371 | 34928.7623 | 35510.1858 | 35599.0266 | 35052.8466 | 33862.5198
QLD | Solar | 5005.2818 | 6213.3796 | 6131.1274 | 6118.8457 | 6224.2793 | 6257.1187 | 6998.5907 | 5917.8465 | 8040.5443 | 9769.783 | 10518.7679 | 14228.6076 | 17583.6494 | 18920.8655 | 22726.6618 | 22654.3315 | 23985.7383 | 20582.3877 | 22812.3039 | 25094.8431 | 26561.5236
QLD | Distributed PV | 7026.2166 | 8108.2253 | 8681.4962 | 9254.7624 | 9868.6015 | 10281.9622 | 10703.202 | 11132.2587 | 11542.7461 | 11891.5563 | 12299.1782 | 12718.5512 | 13152.2162 | 13609.3033 | 14262.0255 | 14882.9203 | 15339.0864 | 15758.9925 | 16166.2012 | 16663.2754 | 17346.6513
Total excluding storage |  | 66325.7193 | 67641.788 | 70153.1027 | 67781.7258 | 69310.1639 | 70682.7837 | 71381.3037 | 69150.2486 | 71836.4017 | 72592.832 | 73782.9655 | 75266.1679 | 77409.216 | 78398.1632 | 82582.531 | 85040.0959 | 89097.7341 | 85680.5545 | 88498.8031 | 91117.5728 | 86843.073
QLD | DSP | 0 | 0 | 0 | 0 | 0 | 0 | 1.7064 | 0 | 0 | 0 | 0 | 0 | 0 | 0 | 0 | 0 | 0 | 0 | 0 | 0 | 0
Total including DSP |  | 66325.7193 | 67641.788 | 70153.1027 | 67781.7258 | 69310.1639 | 70682.7837 | 71383.0101 | 69150.2486 | 71836.4017 | 72592.832 | 73782.9655 | 75266.1679 | 77409.216 | 78398.1632 | 82582.531 | 85040.0959 | 89097.7341 | 85680.5545 | 88498.8031 | 91117.5728 | 86843.073
Region | Technology | 2022 | 2023 | 2024 | 2025 | 2026 | 2027 | 2028 | 2029 | 2030 | 2031 | 2032 | 2033 | 2034 | 2035 | 2036 | 2037 | 2038 | 2039 | 2040 | 2041 | 2042
VIC | Black Coal | 0 | 0 | 0 | 0 | 0 | 0 | 0 | 0 | 0 | 0 | 0 | 0 | 0 | 0 | 0 | 0 | 0 | 0 | 0 | 0 | 0
VIC | Brown Coal | 31434.2114 | 33012.395 | 32907.6219 | 33408.0465 | 28762.0487 | 20349.5388 | 12995.5293 | 10700.1409 | 7873.122 | 7665.9808 | 7414.1414 | 7272.3251 | 7372.1348 | 7202.1271 | 6579.3372 | 0 | 0 | 0 | 0 | 0 | 0
VIC | CCGT | 28.7533 | 17.2748 | 12.6141 | 8.5473 | 22.9454 | 70.7256 | 404.9652 | 42.0248 | 23.3134 | 62.8652 | 38.8736 | 96.5256 | 49.9622 | 92.9475 | 83.1382 | 108.7171 | 646.3173 | 207.557 | 0 | 0 | 0
VIC | Peaking Gas+Liquids | 32.9509 | 15.1844 | 9.7969 | 5.8606 | 25.6232 | 32.4835 | 71.5372 | 27.5986 | 14.8309 | 23.7683 | 28.2728 | 56.9083 | 26.7453 | 49.9211 | 80.9415 | 84.2043 | 540.8071 | 177.6397 | 114.0303 | 349.1812 | 227.8632
VIC | Hydro | 3183.336 | 2953.7486 | 2802.3896 | 3533.9932 | 2741.9874 | 3165.1521 | 1919.0046 | 3879.5296 | 3652.3999 | 2880.5461 | 3147.7514 | 2919.9652 | 2768.8273 | 3493.4806 | 2711.4346 | 3128.7844 | 1895.9851 | 3834.851 | 3613.4641 | 2847.2957 | 3110.6005
VIC | Dispatchable Storage | 101.383 | 115.4547 | 191.9808 | 339.8095 | 437.5997 | 469.593 | 482.9318 | 488.3054 | 519.9228 | 549.4576 | 575.5611 | 596.1871 | 573.8533 | 594.8735 | 1199.1549 | 2553.6631 | 2451.7781 | 2537.5048 | 2482.7995 | 2418.9055 | 2558.9368
VIC | Behind the Meter Storage | 67.7869 | 123.0628 | 156.6383 | 214.3069 | 242.6799 | 257.5171 | 286.743 | 315.1912 | 346.9324 | 381.1428 | 415.8022 | 451.2382 | 481.5328 | 519.4667 | 555.5065 | 610.8708 | 672.4945 | 729.0715 | 787.6799 | 852.0774 | 915.9755
VIC | Wind | 13061.0542 | 12446.2839 | 12524.4797 | 12960.4494 | 13727.7909 | 12996.6281 | 16727.3619 | 17162.0529 | 17897.6416 | 18666.4884 | 20727.1533 | 17959.6714 | 17955.3249 | 18463.5908 | 19412.2713 | 22886.7506 | 23529.8646 | 23808.06 | 26258.0098 | 26359.4261 | 29605.0214
VIC | Solar | 2277.0261 | 2452.2246 | 2345.6044 | 2320.1336 | 2365.6613 | 3359.3309 | 4424.6973 | 3975.382 | 4127.2157 | 4133.5551 | 4118.1894 | 7655.4213 | 7271.0708 | 7069.1655 | 8754.6485 | 8880.7979 | 8698.6176 | 7932.2461 | 8155.9117 | 8066.5668 | 7961.773
VIC | Distributed PV | 4213.0856 | 4958.1133 | 5623.6374 | 6258.4574 | 6788.3012 | 7072.173 | 7319.7891 | 7771.4047 | 8231.493 | 8604.2288 | 9108.1739 | 9482.7533 | 9678.6116 | 9934.8552 | 10497.3441 | 11106.4974 | 11442.0923 | 11705.6869 | 11919.1854 | 12263.4492 | 12771.9478
Total excluding storage |  | 54230.4175 | 55855.2246 | 56226.1441 | 58495.488 | 54434.3581 | 47046.0319 | 43862.8846 | 43558.1334 | 41820.0165 | 42037.4327 | 44582.5558 | 45443.5701 | 45122.6769 | 46306.0878 | 48119.1153 | 46195.7517 | 46753.684 | 47666.0407 | 50060.6014 | 49885.9189 | 53677.2059
VIC | DSP | 0 | 0 | 0 | 0 | 0 | 0 | 0 | 0 | 0 | 0 | 0 | 0 | 0 | 0 | 0 | 0 | 0 | 0 | 0 | 0 | 0
Total including DSP |  | 54230.4175 | 55855.2246 | 56226.1441 | 58495.488 | 54434.3581 | 47046.0319 | 43862.8846 | 43558.1334 | 41820.0165 | 42037.4327 | 44582.5558 | 45443.5701 | 45122.6769 | 46306.0878 | 48119.1153 | 46195.7517 | 46753.684 | 47666.0407 | 50060.6014 | 49885.9189 | 53677.2059
Region | Technology | 2022 | 2023 | 2024 | 2025 | 2026 | 2027 | 2028 | 2029 | 2030 | 2031 | 2032 | 2033 | 2034 | 2035 | 2036 | 2037 | 2038 | 2039 | 2040 | 2041 | 2042
SA | Black Coal | 0 | 0 | 0 | 0 | 0 | 0 | 0 | 0 | 0 | 0 | 0 | 0 | 0 | 0 | 0 | 0 | 0 | 0 | 0 | 0 | 0
SA | Brown Coal | 0 | 0 | 0 | 0 | 0 | 0 | 0 | 0 | 0 | 0 | 0 | 0 | 0 | 0 | 0 | 0 | 0 | 0 | 0 | 0 | 0
SA | CCGT | 1897.5296 | 1896.4678 | 1437.6292 | 547.5 | 549.9231 | 547.5 | 1560.1012 | 547.5 | 547.5 | 1462.5507 | 1200.512 | 1496.4523 | 1562.0608 | 1349.3742 | 898.9321 | 850.8044 | 0 | 0 | 0 | 0 | 0
SA | Peaking Gas+Liquids | 62.9042 | 74.4825 | 108.8112 | 7.6333 | 17.7561 | 50.8534 | 326.3764 | 47.1486 | 34.8119 | 162.3206 | 108.0424 | 218.7178 | 205.7194 | 163.9756 | 145.487 | 116.4538 | 578.2843 | 247.0375 | 189.4828 | 458.8392 | 297.3173
SA | Hydro | 0 | 0 | 0 | 0 | 0 | 0 | 0 | 0 | 0 | 0 | 0 | 0 | 0 | 0 | 0 | 0 | 0 | 0 | 0 | 0 | 0
SA | Dispatchable Storage | 114.7909 | 126.5622 | 181.0362 | 228.2703 | 277.1417 | 303.4963 | 302.0277 | 305.8281 | 324.3134 | 325.8884 | 337.0051 | 345.1269 | 357.093 | 357.712 | 381.9298 | 585.0995 | 732.1484 | 724.1853 | 763.1471 | 750.3361 | 1142.7123
SA | Behind the Meter Storage | 63.4058 | 90.4461 | 109.9468 | 142.7194 | 156.133 | 162.5527 | 179.8249 | 194.8042 | 213.5609 | 230.0311 | 247.3109 | 264.5534 | 280.7483 | 300.1649 | 316.5848 | 343.3783 | 375.4178 | 400.455 | 430.8363 | 458.5665 | 488.4242
SA | Wind | 6801.1347 | 6030.5484 | 6245.31 | 6215.4937 | 6877.8909 | 8112.0983 | 9077.8414 | 9411.5851 | 9279.8189 | 9365.6457 | 11544.6043 | 10371.2638 | 10064.2316 | 9822.2741 | 11253.1472 | 10918.7229 | 10479.857 | 10965.5805 | 10074.9581 | 10191.7349 | 11015.7651
SA | Solar | 964.2702 | 1009.4151 | 972.5485 | 978.9654 | 1504.8159 | 3525.7486 | 3627.2418 | 3355.0249 | 3464.7759 | 3404.0017 | 3479.3502 | 3617.1142 | 3472.0918 | 3482.844 | 3503.4822 | 3601.2857 | 4220.995 | 3969.0038 | 4853.1955 | 4764.6937 | 4876.2904
SA | Distributed PV | 2541.0783 | 2704.5256 | 2815.6119 | 2922.8702 | 3023.8671 | 3090.9493 | 3158.9346 | 3242.0319 | 3318.353 | 3390.0545 | 3512.7839 | 3617.3755 | 3682.8458 | 3764.2178 | 3936.0529 | 4128.3945 | 4241.7735 | 4327.4565 | 4398.7852 | 4497.5173 | 4638.5066
Total excluding storage |  | 12266.9169 | 11715.4395 | 11579.9108 | 10672.4626 | 11974.253 | 15327.1496 | 17750.4954 | 16603.2903 | 16645.2597 | 17784.5731 | 19845.2927 | 19320.9236 | 18986.9495 | 18582.6857 | 19737.1014 | 19615.6611 | 19520.9099 | 19509.0783 | 19516.4215 | 19912.7851 | 20827.8795
SA | DSP | 0 | 0 | 0 | 0 | 0 | 0 | 0 | 0 | 0 | 0 | 0 | 0 | 0 | 0 | 0 | 0 | 0 | 0 | 0 | 0 | 0
Total including DSP |  | 12266.9169 | 11715.4395 | 11579.9108 | 10672.4626 | 11974.253 | 15327.1496 | 17750.4954 | 16603.2903 | 16645.2597 | 17784.5731 | 19845.2927 | 19320.9236 | 18986.9495 | 18582.6857 | 19737.1014 | 19615.6611 | 19520.9099 | 19509.0783 | 19516.4215 | 19912.7851 | 20827.8795
Region | Technology | 2022 | 2023 | 2024 | 2025 | 2026 | 2027 | 2028 | 2029 | 2030 | 2031 | 2032 | 2033 | 2034 | 2035 | 2036 | 2037 | 2038 | 2039 | 2040 | 2041 | 2042
TAS | Black Coal | 0 | 0 | 0 | 0 | 0 | 0 | 0 | 0 | 0 | 0 | 0 | 0 | 0 | 0 | 0 | 0 | 0 | 0 | 0 | 0 | 0
TAS | Brown Coal | 0 | 0 | 0 | 0 | 0 | 0 | 0 | 0 | 0 | 0 | 0 | 0 | 0 | 0 | 0 | 0 | 0 | 0 | 0 | 0 | 0
TAS | CCGT | 0 | 0 | 0 | 0 | 0 | 0 | 0 | 0 | 0 | 0 | 0 | 0 | 0 | 0 | 0 | 0 | 0 | 0 | 0 | 0 | 0
TAS | Peaking Gas+Liquids | 0 | 0 | 0 | 0 | 0 | 0 | 0 | 0 | 0 | 0 | 0.75115 | 1.5023 | 0 | 0 | 0.62011 | 0.75115 | 2.2534 | 3.334 | 0 | 1.6384 | 0.33089
TAS | Hydro | 10109.2912 | 7872.5543 | 7895.2415 | 9207.1544 | 8720.1116 | 8872.7173 | 5963.1315 | 9700.5794 | 8651.8894 | 6783.1693 | 9662.2894 | 7735.217 | 7624.1295 | 8352.8556 | 8132.5931 | 9055.1765 | 5890.7446 | 9025.1543 | 8218.648 | 6515.037 | 8349.2287
TAS | Dispatchable Storage | 2.6069 | 1.4107 | 6.5265 | 11.937 | 13.5019 | 8.7498 | 24.5843 | 31.1676 | 37.8646 | 42.0464 | 46.4562 | 390.5715 | 393.035 | 364.574 | 362.4137 | 324.4771 | 940.0838 | 884.1909 | 828.1488 | 962.8647 | 970.1449
TAS | Behind the Meter Storage | 9.6776 | 16.5472 | 18.7168 | 23.7627 | 26.4901 | 28.0254 | 31.1267 | 33.8288 | 37.3816 | 40.4021 | 43.1426 | 46.0459 | 48.1849 | 51.5268 | 54.3961 | 59.1282 | 64.4695 | 68.7273 | 74.1532 | 79.1647 | 83.7932
TAS | Wind | 2124.9865 | 2049.3447 | 2464.3764 | 3255.7839 | 3972.4661 | 4666.4183 | 5475.7605 | 5772.6924 | 6237.5608 | 8859.1681 | 9894.4864 | 11636.4541 | 11279.698 | 11964.0451 | 12071.7118 | 12291.0139 | 11506.9277 | 12391.6197 | 11871.2456 | 11237.8981 | 11618.3554
TAS | Solar | 0 | 0 | 0 | 0 | 0 | 0 | 34.2435 | 32.5443 | 33.5368 | 32.9647 | 32.7556 | 33.7486 | 34.842 | 31.7244 | 32.8859 | 31.6706 | 295.2818 | 291.2922 | 297.9769 | 287.6008 | 284.0914
TAS | Distributed PV | 286.5295 | 321.5586 | 351.4984 | 382.178 | 406.7102 | 415.2625 | 419.753 | 434.8071 | 451.2452 | 463.8169 | 486.1257 | 501.3765 | 504.264 | 511.0135 | 534.0858 | 560.3428 | 569.2359 | 573.8539 | 575.6933 | 582.2569 | 596.61
Total excluding storage |  | 12520.8072 | 10243.4576 | 10711.1162 | 12845.1163 | 13099.2879 | 13954.398 | 11892.8886 | 15940.6232 | 15374.2323 | 16139.119 | 20076.4083 | 19908.2985 | 19442.9335 | 20859.6386 | 20771.8967 | 21938.9549 | 18264.4435 | 22285.2541 | 20963.5637 | 18624.4311 | 20848.6163
TAS | DSP | 0 | 0 | 0 | 0 | 0 | 0 | 0 | 0 | 0 | 0 | 0 | 0 | 0 | 0 | 0 | 0 | 0 | 0 | 0 | 0 | 0
Total including DSP |  | 12520.8072 | 10243.4576 | 10711.1162 | 12845.1163 | 13099.2879 | 13954.398 | 11892.8886 | 15940.6232 | 15374.2323 | 16139.119 | 20076.4083 | 19908.2985 | 19442.9335 | 20859.6386 | 20771.8967 | 21938.9549 | 18264.4435 | 22285.2541 | 20963.5637 | 18624.4311 | 20848.6163
Pump Load (GWh) - Step Change (DP8)
Region | Technology | 2022 | 2023 | 2024 | 2025 | 2026 | 2027 | 2028 | 2029 | 2030 | 2031 | 2032 | 2033 | 2034 | 2035 | 2036 | 2037 | 2038 | 2039 | 2040 | 2041 | 2042
NEM | Dispatchable Storage Load | -517.2106 | -849.1934 | -1296.9253 | -2351.2511 | -8091.4139 | -8986.0072 | -10900.7334 | -9888.7005 | -11506.0802 | -13379.64 | -13897.7402 | -16478.8966 | -16634.6915 | -16980.05 | -23294.8885 | -24956.5343 | -28221.7225 | -27057.9068 | -27357.938 | -29028.4382 | -31200.1122
NEM | Behind the Meter Storage Load | -432.6638 | -749.1669 | -952.6458 | -1284.7295 | -1465.6912 | -1546.956 | -1695.9752 | -1853.9957 | -2026.9632 | -2213.8846 | -2403.5125 | -2580.0613 | -2753.5377 | -2948.5201 | -3151.7019 | -3439.1473 | -3722.1647 | -4007.0645 | -4294.2608 | -4627.9878 | -4969.9809
Total |  | -949.8744 | -1598.3603 | -2249.5711 | -3635.9805 | -9557.1051 | -10532.9632 | -12596.7086 | -11742.6962 | -13533.0435 | -15593.5246 | -16301.2527 | -19058.9579 | -19388.2292 | -19928.57 | -26446.5904 | -28395.6815 | -31943.8871 | -31064.9714 | -31652.1988 | -33656.426 | -36170.093
Region | Technology | 2022 | 2023 | 2024 | 2025 | 2026 | 2027 | 2028 | 2029 | 2030 | 2031 | 2032 | 2033 | 2034 | 2035 | 2036 | 2037 | 2038 | 2039 | 2040 | 2041 | 2042
NSW | Dispatchable Storage Load | -154.9898 | -367.0568 | -493.9043 | -1035.875 | -6130.1429 | -6800.3103 | -8180.4272 | -5433.6211 | -6533.9498 | -7526.6202 | -7908.9731 | -8865.6597 | -8665.6709 | -8694.2962 | -12435.0526 | -12193.5938 | -13624.5813 | -13371.0818 | -13054.4423 | -14100.7166 | -14938.6963
NSW | Behind the Meter Storage Load | -170.8027 | -305.5586 | -393.0251 | -530.4443 | -611.333 | -644.1963 | -699.279 | -762.5782 | -832.764 | -904.6223 | -979.3465 | -1044.7351 | -1112.9132 | -1183.0186 | -1265.2812 | -1373.8258 | -1469.6656 | -1574.8242 | -1681.8859 | -1798.3476 | -1923.6734
Total |  | -325.7925 | -672.6154 | -886.9294 | -1566.3192 | -6741.4759 | -7444.5066 | -8879.7062 | -6196.1992 | -7366.7138 | -8431.2426 | -8888.3196 | -9910.3949 | -9778.5841 | -9877.3148 | -13700.3337 | -13567.4196 | -15094.2469 | -14945.906 | -14736.3282 | -15899.0643 | -16862.3697
Region | Technology | 2022 | 2023 | 2024 | 2025 | 2026 | 2027 | 2028 | 2029 | 2030 | 2031 | 2032 | 2033 | 2034 | 2035 | 2036 | 2037 | 2038 | 2039 | 2040 | 2041 | 2042
QLD | Dispatchable Storage Load | -100.4713 | -191.3732 | -352.3371 | -629.1781 | -1100.1243 | -1259.797 | -1764.768 | -3479.7906 | -3927.1039 | -4772.304 | -4853.3849 | -6011.2018 | -6389.7434 | -6711.5694 | -8507.5886 | -8491.0005 | -9516.2024 | -8624.4013 | -9264.2234 | -9889.891 | -10522.1111
QLD | Behind the Meter Storage Load | -96.2614 | -173.112 | -224.4886 | -306.559 | -354.49 | -376.0634 | -411.4039 | -451.9131 | -491.0178 | -543.0034 | -593.7554 | -639.3729 | -688.2021 | -740.9921 | -797.4191 | -874.1173 | -944.2886 | -1023.111 | -1091.9866 | -1195.2022 | -1296.5204
Total |  | -196.7327 | -364.4852 | -576.8256 | -935.7371 | -1454.6143 | -1635.8604 | -2176.1719 | -3931.7037 | -4418.1217 | -5315.3074 | -5447.1403 | -6650.5747 | -7077.9455 | -7452.5615 | -9305.0077 | -9365.1178 | -10460.4911 | -9647.5123 | -10356.21 | -11085.0932 | -11818.6315
Region | Technology | 2022 | 2023 | 2024 | 2025 | 2026 | 2027 | 2028 | 2029 | 2030 | 2031 | 2032 | 2033 | 2034 | 2035 | 2036 | 2037 | 2038 | 2039 | 2040 | 2041 | 2042
VIC | Dispatchable Storage Load | -120.5823 | -137.1267 | -227.0226 | -401.008 | -516.2941 | -555.2922 | -568.3216 | -575.8551 | -614.7235 | -646.1613 | -680.3278 | -700.9972 | -675.306 | -699.7948 | -1450.688 | -3157.7144 | -3013.0831 | -3109.007 | -3063.8616 | -2956.6605 | -3141.5062
VIC | Behind the Meter Storage Load | -79.6686 | -144.7041 | -183.943 | -251.9509 | -285.1446 | -302.5905 | -337.2431 | -370.7886 | -408.2077 | -448.2893 | -488.8778 | -530.7226 | -565.8046 | -610.8838 | -652.7927 | -717.8704 | -790.9495 | -857.6723 | -926.7868 | -1002.1832 | -1076.9375
Total |  | -200.2509 | -281.8308 | -410.9656 | -652.9589 | -801.4388 | -857.8827 | -905.5647 | -946.6437 | -1022.9312 | -1094.4505 | -1169.2056 | -1231.7197 | -1241.1106 | -1310.6785 | -2103.4806 | -3875.5849 | -3804.0326 | -3966.6793 | -3990.6484 | -3958.8437 | -4218.4437
Region | Technology | 2022 | 2023 | 2024 | 2025 | 2026 | 2027 | 2028 | 2029 | 2030 | 2031 | 2032 | 2033 | 2034 | 2035 | 2036 | 2037 | 2038 | 2039 | 2040 | 2041 | 2042
SA | Dispatchable Storage Load | -138.0656 | -152.0084 | -215.9839 | -271.0347 | -329.0761 | -360.185 | -358.4246 | -362.7695 | -385.611 | -385.241 | -400.4047 | -408.8318 | -421.8135 | -423.5739 | -452.1514 | -704.3849 | -882.5297 | -872.5304 | -920.6472 | -903.9433 | -1388.7322
SA | Behind the Meter Storage Load | -74.5632 | -106.3487 | -129.2197 | -167.8563 | -183.6091 | -191.1888 | -211.4691 | -228.9601 | -251.048 | -270.4993 | -290.8376 | -311.1137 | -330.0335 | -353.0722 | -372.3052 | -403.8749 | -441.4907 | -470.6843 | -506.4656 | -539.2409 | -574.388
Total |  | -212.6288 | -258.3571 | -345.2036 | -438.891 | -512.6852 | -551.3738 | -569.8937 | -591.7296 | -636.659 | -655.7404 | -691.2423 | -719.9455 | -751.847 | -776.6461 | -824.4565 | -1108.2597 | -1324.0205 | -1343.2147 | -1427.1127 | -1443.1842 | -1963.1202
Region | Technology | 2022 | 2023 | 2024 | 2025 | 2026 | 2027 | 2028 | 2029 | 2030 | 2031 | 2032 | 2033 | 2034 | 2035 | 2036 | 2037 | 2038 | 2039 | 2040 | 2041 | 2042
TAS | Dispatchable Storage Load | -3.1017 | -1.6284 | -7.6774 | -14.1553 | -15.7764 | -10.4227 | -28.792 | -36.6642 | -44.6921 | -49.3135 | -54.6497 | -492.2062 | -482.1578 | -450.8157 | -449.4079 | -409.8407 | -1185.3259 | -1080.8864 | -1054.7636 | -1177.2268 | -1209.0663
TAS | Behind the Meter Storage Load | -11.3679 | -19.4435 | -21.9694 | -27.919 | -31.1145 | -32.9171 | -36.5802 | -39.7558 | -43.9258 | -47.4703 | -50.6952 | -54.1169 | -56.5843 | -60.5534 | -63.9039 | -69.4588 | -75.7702 | -80.7727 | -87.136 | -93.0138 | -98.4616
Total |  | -14.4695 | -21.0719 | -29.6468 | -42.0743 | -46.891 | -43.3398 | -65.3721 | -76.42 | -88.6179 | -96.7837 | -105.345 | -546.3231 | -538.742 | -511.3691 | -513.3118 | -479.2994 | -1261.0961 | -1161.6591 | -1141.8995 | -1270.2406 | -1307.5279

## StorageCapacity_1
Installed capacity of Storage (MW) - Step Change (Counterfactual)
Capacity calculated on 1 July. Years are financial year ending. Existing and new storages are grouped according to depth. For storage depth classifications, please refer to the 2020 ISP report.
Region | Technology | 2022 | 2023 | 2024 | 2025 | 2026 | 2027 | 2028 | 2029 | 2030 | 2031 | 2032 | 2033 | 2034 | 2035 | 2036 | 2037 | 2038 | 2039 | 2040 | 2041 | 2042
NEM | Shallow Storage | 871.8163 | 1015.1661 | 1626.8243 | 2535.332 | 2890.5565 | 4581.1238 | 4725.6751 | 4882.4881 | 5057.3344 | 5181.6367 | 5321.2606 | 5453.231 | 5533.5725 | 5639.9358 | 5813.6376 | 5998.8489 | 6183.1817 | 6381.4885 | 6590.7022 | 6757.0067 | 6927.2954
NEM | Medium Storage | 810 | 830 | 830 | 830 | 1383.5466 | 3192.8207 | 3331.8812 | 4568.7032 | 4749.5606 | 4749.5606 | 4749.5606 | 5044.8959 | 5168.2477 | 5347.9041 | 5347.9041 | 5490.0373 | 6137.1392 | 6137.1392 | 6137.1392 | 6137.1392 | 6137.1392
NEM | Deep Storage | 0 | 0 | 0 | 2040 | 2040 | 2561.6975 | 2561.6975 | 4545.7101 | 4545.7101 | 4545.7101 | 4545.7101 | 4545.7101 | 4545.7101 | 4545.7101 | 4545.7101 | 4545.7101 | 4545.7101 | 4545.7101 | 4545.7101 | 4545.7101 | 4545.7101
NEM | Behind the Meter Storage | 581.8163 | 1022.7382 | 1311.3654 | 1764.7932 | 1764.2315 | 1834.2078 | 1997.161 | 2177.4622 | 2380.6669 | 2578.7275 | 2775.2144 | 2975.2041 | 3187.8931 | 3425.1228 | 3694.4815 | 3988.3553 | 4296.4601 | 4634.2732 | 5000.7604 | 5340.5725 | 5701.7682
Total Storage Capacity |  | 2263.6326 | 2867.9043 | 3768.1897 | 7170.1252 | 8078.3346 | 12169.8498 | 12616.4149 | 16174.3636 | 16733.272 | 17055.6349 | 17391.7457 | 18019.0411 | 18435.4235 | 18958.6727 | 19401.7333 | 20022.9516 | 21162.4911 | 21698.6109 | 22274.3119 | 22780.4285 | 23311.9129
Region | Technology | 2022 | 2023 | 2024 | 2025 | 2026 | 2027 | 2028 | 2029 | 2030 | 2031 | 2032 | 2033 | 2034 | 2035 | 2036 | 2037 | 2038 | 2039 | 2040 | 2041 | 2042
NSW | Shallow Storage | 238.6368 | 301.4025 | 557.776 | 940.5464 | 1046.4881 | 1131.6328 | 1188.7962 | 1250.4624 | 1319.8306 | 1377.3486 | 1428.2776 | 1475.4886 | 1523.5169 | 1575.7778 | 1637.6748 | 1703.4713 | 1768.2815 | 1837.914 | 1910.547 | 1964.302 | 2018.5259
NSW | Medium Storage | 240 | 240 | 240 | 240 | 240 | 980.701 | 980.701 | 1306.3165 | 1487.174 | 1487.174 | 1487.174 | 1487.174 | 1487.174 | 1666.8303 | 1666.8303 | 1666.8303 | 1666.8303 | 1666.8303 | 1666.8303 | 1666.8303 | 1666.8303
NSW | Deep Storage | 0 | 0 | 0 | 2040 | 2040 | 2040 | 2040 | 2320.7499 | 2320.7499 | 2320.7499 | 2320.7499 | 2320.7499 | 2320.7499 | 2320.7499 | 2320.7499 | 2320.7499 | 2320.7499 | 2320.7499 | 2320.7499 | 2320.7499 | 2320.7499
NSW | Behind the Meter Storage | 238.6368 | 425.0831 | 547.1536 | 739.2537 | 738.2621 | 766.2068 | 832.0236 | 904.4885 | 986.46 | 1063.5721 | 1139.3008 | 1215.6623 | 1296.3788 | 1384.6847 | 1486.0242 | 1596.0763 | 1710.7098 | 1835.8993 | 1970.5156 | 2091.8752 | 2219.6334
Total Storage Capacity |  | 717.2736 | 966.4856 | 1344.9296 | 3959.8002 | 4064.7502 | 4918.5407 | 5041.5208 | 5782.0173 | 6114.2144 | 6248.8446 | 6375.5023 | 6499.0748 | 6627.8196 | 6948.0427 | 7111.2791 | 7287.1277 | 7466.5714 | 7661.3935 | 7868.6428 | 8043.7574 | 8225.7395
Region | Technology | 2022 | 2023 | 2024 | 2025 | 2026 | 2027 | 2028 | 2029 | 2030 | 2031 | 2032 | 2033 | 2034 | 2035 | 2036 | 2037 | 2038 | 2039 | 2040 | 2041 | 2042
QLD | Shallow Storage | 122.8742 | 156.1209 | 291.2087 | 496.955 | 656.5054 | 1337.5358 | 1373.4656 | 1412.3288 | 1455.7418 | 1494.6534 | 1530.0985 | 1564.9181 | 1600.562 | 1640.2749 | 1684.6302 | 1732.1927 | 1781.3769 | 1835.0969 | 1892.6969 | 1941.0438 | 1991.1377
QLD | Medium Storage | 570 | 590 | 590 | 590 | 774.6154 | 774.6154 | 913.6759 | 913.6759 | 913.6759 | 913.6759 | 913.6759 | 913.6759 | 913.6759 | 913.6759 | 913.6759 | 913.6759 | 913.6759 | 913.6759 | 913.6759 | 913.6759 | 913.6759
QLD | Deep Storage | 0 | 0 | 0 | 0 | 0 | 0 | 0 | 572.9602 | 572.9602 | 572.9602 | 572.9602 | 572.9602 | 572.9602 | 572.9602 | 572.9602 | 572.9602 | 572.9602 | 572.9602 | 572.9602 | 572.9602 | 572.9602
QLD | Behind the Meter Storage | 122.8742 | 220.1852 | 285.6629 | 390.5983 | 392.7691 | 410.8518 | 449.8378 | 493.0112 | 541.8788 | 589.8871 | 637.6304 | 687.2859 | 740.1445 | 799.2391 | 865.5615 | 938.3191 | 1016.4331 | 1103.1493 | 1198.4317 | 1288.9112 | 1385.9754
Total Storage Capacity |  | 815.7483 | 966.3061 | 1166.8716 | 1477.5533 | 1823.89 | 2523.0031 | 2736.9793 | 3391.9761 | 3484.2567 | 3571.1767 | 3654.365 | 3738.8402 | 3827.3427 | 3926.1501 | 4036.8278 | 4157.148 | 4284.4462 | 4424.8824 | 4577.7647 | 4716.5912 | 4863.7492
Region | Technology | 2022 | 2023 | 2024 | 2025 | 2026 | 2027 | 2028 | 2029 | 2030 | 2031 | 2032 | 2033 | 2034 | 2035 | 2036 | 2037 | 2038 | 2039 | 2040 | 2041 | 2042
VIC | Shallow Storage | 194.8804 | 227.3763 | 356.9816 | 554.8352 | 611.2954 | 787.831 | 821.1373 | 857.5786 | 897.9362 | 937.9703 | 974.6322 | 1008.0466 | 987.4 | 1007.3383 | 1052.6512 | 1101.5301 | 1150.1948 | 1202.3497 | 1257.2969 | 1302.7022 | 1349.8627
VIC | Medium Storage | 0 | 0 | 0 | 0 | 368.9312 | 1437.5042 | 1437.5042 | 2348.7107 | 2348.7107 | 2348.7107 | 2348.7107 | 2400 | 2400 | 2400 | 2400 | 2457.5311 | 3104.633 | 3104.633 | 3104.633 | 3104.633 | 3104.633
VIC | Deep Storage | 0 | 0 | 0 | 0 | 0 | 521.6975 | 521.6975 | 1200 | 1200 | 1200 | 1200 | 1200 | 1200 | 1200 | 1200 | 1200 | 1200 | 1200 | 1200 | 1200 | 1200
VIC | Behind the Meter Storage | 119.8804 | 214.9039 | 276.6114 | 377.1424 | 378.3383 | 394.8452 | 431.4558 | 472.2619 | 518.1548 | 566.2436 | 614.1771 | 661.9036 | 712.8322 | 771.2319 | 837.5096 | 910.5868 | 987.2959 | 1071.501 | 1163.0182 | 1249.2128 | 1341.7585
Total Storage Capacity |  | 314.7608 | 442.2802 | 633.593 | 931.9777 | 1358.565 | 3141.878 | 3211.7949 | 4878.5513 | 4964.8017 | 5052.9246 | 5137.52 | 5269.9502 | 5300.2322 | 5378.5702 | 5490.1608 | 5669.6479 | 6442.1237 | 6578.4836 | 6724.9481 | 6856.5479 | 6996.2542
Region | Technology | 2022 | 2023 | 2024 | 2025 | 2026 | 2027 | 2028 | 2029 | 2030 | 2031 | 2032 | 2033 | 2034 | 2035 | 2036 | 2037 | 2038 | 2039 | 2040 | 2041 | 2042
SA | Shallow Storage | 299.8669 | 312.0102 | 391.0562 | 495.0867 | 523.2595 | 1267.0613 | 1282.5687 | 1299.5443 | 1318.0599 | 1303.2246 | 1317.546 | 1331.8684 | 1346.9557 | 1338.7675 | 1357.8096 | 1377.4648 | 1395.908 | 1415.2936 | 1435.7581 | 1451.8332 | 1467.8792
SA | Medium Storage | 0 | 0 | 0 | 0 | 0 | 0 | 0 | 0 | 0 | 0 | 0 | 244.046 | 367.3978 | 367.3978 | 367.3978 | 452 | 452 | 452 | 452 | 452 | 452
SA | Deep Storage | 0 | 0 | 0 | 0 | 0 | 0 | 0 | 452 | 452 | 452 | 452 | 452 | 452 | 452 | 452 | 452 | 452 | 452 | 452 | 452 | 452
SA | Behind the Meter Storage | 84.8669 | 136.8184 | 172.7034 | 220.1435 | 217.4667 | 223.6678 | 242.0553 | 262.4394 | 285.0189 | 306.1763 | 327.7055 | 350.282 | 374.602 | 401.6219 | 432.0033 | 464.4908 | 497.4472 | 532.9888 | 571.4285 | 607.1398 | 644.5589
Total Storage Capacity |  | 384.7337 | 448.8286 | 563.7596 | 715.2302 | 740.7262 | 1490.7292 | 1524.624 | 2013.9837 | 2055.0788 | 2061.4009 | 2097.2515 | 2378.1964 | 2540.9555 | 2559.7872 | 2609.2108 | 2745.9557 | 2797.3552 | 2852.2824 | 2911.1866 | 2962.9731 | 3016.4381
Region | Technology | 2022 | 2023 | 2024 | 2025 | 2026 | 2027 | 2028 | 2029 | 2030 | 2031 | 2032 | 2033 | 2034 | 2035 | 2036 | 2037 | 2038 | 2039 | 2040 | 2041 | 2042
TAS | Shallow Storage | 15.5581 | 18.2562 | 29.8017 | 47.9086 | 53.0079 | 57.0628 | 59.7074 | 62.574 | 65.766 | 68.4398 | 70.7063 | 72.9092 | 75.1378 | 77.7772 | 80.8718 | 84.19 | 87.4204 | 90.8343 | 94.4033 | 97.1255 | 99.8899
TAS | Medium Storage | 0 | 0 | 0 | 0 | 0 | 0 | 0 | 0 | 0 | 0 | 0 | 0 | 0 | 0 | 0 | 0 | 0 | 0 | 0 | 0 | 0
TAS | Deep Storage | 0 | 0 | 0 | 0 | 0 | 0 | 0 | 0 | 0 | 0 | 0 | 0 | 0 | 0 | 0 | 0 | 0 | 0 | 0 | 0 | 0
TAS | Behind the Meter Storage | 15.5581 | 25.7476 | 29.2342 | 37.6553 | 37.3953 | 38.6361 | 41.7885 | 45.2612 | 49.1544 | 52.8484 | 56.4006 | 60.0703 | 63.9356 | 68.3453 | 73.383 | 78.8823 | 84.5742 | 90.7347 | 97.3664 | 103.4334 | 109.842
Total Storage Capacity |  | 31.1162 | 44.0038 | 59.0359 | 85.5639 | 90.4032 | 95.6989 | 101.4958 | 107.8352 | 114.9204 | 121.2882 | 127.1069 | 132.9795 | 139.0734 | 146.1225 | 154.2547 | 163.0722 | 171.9946 | 181.569 | 191.7697 | 200.559 | 209.7319

## StorageCapacity_2
Installed capacity of Storage (MW) - Step Change (DP8)
Capacity calculated on 1 July. Years are financial year ending. Existing and new storages are grouped according to depth. For storage depth classifications, please refer to the 2020 ISP report.
Region | Technology | 2022 | 2023 | 2024 | 2025 | 2026 | 2027 | 2028 | 2029 | 2030 | 2031 | 2032 | 2033 | 2034 | 2035 | 2036 | 2037 | 2038 | 2039 | 2040 | 2041 | 2042
NEM | Shallow Storage | 871.8163 | 1015.1661 | 1626.8243 | 2535.332 | 2790.8022 | 3105.384 | 3249.9353 | 3406.7483 | 3581.5945 | 3705.8969 | 3845.5208 | 3977.4912 | 4057.8327 | 4164.196 | 4337.8978 | 4523.1091 | 4707.4419 | 4905.7487 | 5114.9624 | 5281.2669 | 6933.3202
NEM | Medium Storage | 810 | 830 | 830 | 830 | 830 | 855.5656 | 1000.2249 | 1894.8416 | 1894.8416 | 2163.1554 | 2315.7091 | 2948.7624 | 3130.7609 | 3304.9395 | 3720.6657 | 4545.64 | 4700.7626 | 4700.7626 | 4700.7626 | 4849.7088 | 4849.7088
NEM | Deep Storage | 0 | 0 | 0 | 2040 | 2040 | 2040 | 2040 | 2040 | 2040 | 2040 | 2040 | 2220.4143 | 2220.4143 | 2220.4143 | 3541.9579 | 3541.9579 | 4544.285 | 4544.285 | 4544.285 | 4647.8428 | 4647.8428
NEM | Behind the Meter Storage | 581.8163 | 1022.7382 | 1311.3654 | 1764.7932 | 1764.2315 | 1834.2078 | 1997.161 | 2177.4622 | 2380.6669 | 2578.7275 | 2775.2144 | 2975.2041 | 3187.8931 | 3425.1228 | 3694.4815 | 3988.3553 | 4296.4601 | 4634.2732 | 5000.7604 | 5340.5725 | 5701.7682
Total Storage Capacity |  | 2263.6326 | 2867.9043 | 3768.1897 | 7170.1252 | 7425.0337 | 7835.1573 | 8287.3212 | 9519.0521 | 9897.103 | 10487.7798 | 10976.4443 | 12121.8721 | 12596.901 | 13114.6725 | 15295.0029 | 16599.0623 | 18248.9497 | 18785.0695 | 19360.7704 | 20119.3909 | 22132.6399
Region | Technology | 2022 | 2023 | 2024 | 2025 | 2026 | 2027 | 2028 | 2029 | 2030 | 2031 | 2032 | 2033 | 2034 | 2035 | 2036 | 2037 | 2038 | 2039 | 2040 | 2041 | 2042
NSW | Shallow Storage | 238.6368 | 301.4025 | 557.776 | 940.5464 | 1046.4881 | 1131.6328 | 1188.7962 | 1250.4624 | 1319.8306 | 1377.3486 | 1428.2776 | 1475.4886 | 1523.5169 | 1575.7778 | 1637.6748 | 1703.4713 | 1768.2815 | 1837.914 | 1910.547 | 1964.302 | 2018.5259
NSW | Medium Storage | 240 | 240 | 240 | 240 | 240 | 240 | 240 | 240 | 240 | 240 | 392.5537 | 716.3521 | 716.3521 | 716.3521 | 917.0342 | 917.0342 | 917.0342 | 917.0342 | 917.0342 | 1065.9803 | 1065.9803
NSW | Deep Storage | 0 | 0 | 0 | 2040 | 2040 | 2040 | 2040 | 2040 | 2040 | 2040 | 2040 | 2040 | 2040 | 2040 | 2856.7695 | 2856.7695 | 3296.303 | 3296.303 | 3296.303 | 3296.303 | 3296.303
NSW | Behind the Meter Storage | 238.6368 | 425.0831 | 547.1536 | 739.2537 | 738.2621 | 766.2068 | 832.0236 | 904.4885 | 986.46 | 1063.5721 | 1139.3008 | 1215.6623 | 1296.3788 | 1384.6847 | 1486.0242 | 1596.0763 | 1710.7098 | 1835.8993 | 1970.5156 | 2091.8752 | 2219.6334
Total Storage Capacity |  | 717.2736 | 966.4856 | 1344.9296 | 3959.8002 | 4064.7502 | 4177.8397 | 4300.8198 | 4434.9509 | 4586.2905 | 4720.9207 | 5000.1321 | 5447.5031 | 5576.2478 | 5716.8146 | 6897.5026 | 7073.3512 | 7692.3284 | 7887.1505 | 8094.3998 | 8418.4605 | 8600.4426
Region | Technology | 2022 | 2023 | 2024 | 2025 | 2026 | 2027 | 2028 | 2029 | 2030 | 2031 | 2032 | 2033 | 2034 | 2035 | 2036 | 2037 | 2038 | 2039 | 2040 | 2041 | 2042
QLD | Shallow Storage | 122.8742 | 156.1209 | 291.2087 | 496.955 | 556.7512 | 713.1887 | 749.1185 | 787.9817 | 831.3946 | 870.3063 | 905.7513 | 940.571 | 976.2149 | 1015.9277 | 1060.283 | 1107.8456 | 1157.0298 | 1210.7498 | 1268.3497 | 1316.6967 | 1877.5419
QLD | Medium Storage | 570 | 590 | 590 | 590 | 590 | 615.5656 | 760.2249 | 1654.8416 | 1654.8416 | 1923.1554 | 1923.1554 | 2232.4103 | 2414.4088 | 2588.5874 | 2588.5874 | 2588.5874 | 2588.5874 | 2588.5874 | 2588.5874 | 2588.5874 | 2588.5874
QLD | Deep Storage | 0 | 0 | 0 | 0 | 0 | 0 | 0 | 0 | 0 | 0 | 0 | 48.4588 | 48.4588 | 48.4588 | 553.233 | 553.233 | 853.5134 | 853.5134 | 853.5134 | 957.0712 | 957.0712
QLD | Behind the Meter Storage | 122.8742 | 220.1852 | 285.6629 | 390.5983 | 392.7691 | 410.8518 | 449.8378 | 493.0112 | 541.8788 | 589.8871 | 637.6304 | 687.2859 | 740.1445 | 799.2391 | 865.5615 | 938.3191 | 1016.4331 | 1103.1493 | 1198.4317 | 1288.9112 | 1385.9754
Total Storage Capacity |  | 815.7483 | 966.3061 | 1166.8716 | 1477.5533 | 1539.5203 | 1739.6061 | 1959.1811 | 2935.8344 | 3028.115 | 3383.3488 | 3466.5371 | 3908.7261 | 4179.227 | 4452.213 | 5067.6649 | 5187.9851 | 5615.5637 | 5755.9999 | 5908.8822 | 6151.2665 | 6809.1759
Region | Technology | 2022 | 2023 | 2024 | 2025 | 2026 | 2027 | 2028 | 2029 | 2030 | 2031 | 2032 | 2033 | 2034 | 2035 | 2036 | 2037 | 2038 | 2039 | 2040 | 2041 | 2042
VIC | Shallow Storage | 194.8804 | 227.3763 | 356.9816 | 554.8352 | 611.2954 | 658.1582 | 691.4645 | 727.9058 | 768.2634 | 808.2975 | 844.9594 | 878.3738 | 857.7273 | 877.6656 | 922.9784 | 971.8573 | 1020.5221 | 1072.6769 | 1127.6241 | 1173.0294 | 1220.1899
VIC | Medium Storage | 0 | 0 | 0 | 0 | 0 | 0 | 0 | 0 | 0 | 0 | 0 | 0 | 0 | 0 | 215.0441 | 837.0034 | 837.0034 | 837.0034 | 837.0034 | 837.0034 | 837.0034
VIC | Deep Storage | 0 | 0 | 0 | 0 | 0 | 0 | 0 | 0 | 0 | 0 | 0 | 0 | 0 | 0 | 0 | 0 | 0 | 0 | 0 | 0 | 0
VIC | Behind the Meter Storage | 119.8804 | 214.9039 | 276.6114 | 377.1424 | 378.3383 | 394.8452 | 431.4558 | 472.2619 | 518.1548 | 566.2436 | 614.1771 | 661.9036 | 712.8322 | 771.2319 | 837.5096 | 910.5868 | 987.2959 | 1071.501 | 1163.0182 | 1249.2128 | 1341.7585
Total Storage Capacity |  | 314.7608 | 442.2802 | 633.593 | 931.9777 | 989.6338 | 1053.0034 | 1122.9204 | 1200.1678 | 1286.4182 | 1374.5411 | 1459.1365 | 1540.2775 | 1570.5594 | 1648.8974 | 1975.5321 | 2719.4475 | 2844.8213 | 2981.1813 | 3127.6457 | 3259.2456 | 3398.9518
Region | Technology | 2022 | 2023 | 2024 | 2025 | 2026 | 2027 | 2028 | 2029 | 2030 | 2031 | 2032 | 2033 | 2034 | 2035 | 2036 | 2037 | 2038 | 2039 | 2040 | 2041 | 2042
SA | Shallow Storage | 299.8669 | 312.0102 | 391.0562 | 495.0867 | 523.2595 | 545.3414 | 560.8488 | 577.8245 | 596.34 | 581.5048 | 595.8261 | 610.1486 | 625.2359 | 617.0476 | 636.0898 | 655.745 | 674.1882 | 693.5737 | 714.0382 | 730.1133 | 1717.1726
SA | Medium Storage | 0 | 0 | 0 | 0 | 0 | 0 | 0 | 0 | 0 | 0 | 0 | 0 | 0 | 0 | 0 | 203.0151 | 358.1377 | 358.1377 | 358.1377 | 358.1377 | 358.1377
SA | Deep Storage | 0 | 0 | 0 | 0 | 0 | 0 | 0 | 0 | 0 | 0 | 0 | 0 | 0 | 0 | 0 | 0 | 0 | 0 | 0 | 0 | 0
SA | Behind the Meter Storage | 84.8669 | 136.8184 | 172.7034 | 220.1435 | 217.4667 | 223.6678 | 242.0553 | 262.4394 | 285.0189 | 306.1763 | 327.7055 | 350.282 | 374.602 | 401.6219 | 432.0033 | 464.4908 | 497.4472 | 532.9888 | 571.4285 | 607.1398 | 644.5589
Total Storage Capacity |  | 384.7337 | 448.8286 | 563.7596 | 715.2302 | 740.7262 | 769.0093 | 802.9041 | 840.2638 | 881.359 | 887.681 | 923.5316 | 960.4306 | 999.8378 | 1018.6695 | 1068.0931 | 1323.2509 | 1529.7731 | 1584.7002 | 1643.6044 | 1695.3909 | 2719.8691
Region | Technology | 2022 | 2023 | 2024 | 2025 | 2026 | 2027 | 2028 | 2029 | 2030 | 2031 | 2032 | 2033 | 2034 | 2035 | 2036 | 2037 | 2038 | 2039 | 2040 | 2041 | 2042
TAS | Shallow Storage | 15.5581 | 18.2562 | 29.8017 | 47.9086 | 53.0079 | 57.0628 | 59.7074 | 62.574 | 65.766 | 68.4398 | 70.7063 | 72.9092 | 75.1378 | 77.7772 | 80.8718 | 84.19 | 87.4204 | 90.8343 | 94.4033 | 97.1255 | 99.8899
TAS | Medium Storage | 0 | 0 | 0 | 0 | 0 | 0 | 0 | 0 | 0 | 0 | 0 | 0 | 0 | 0 | 0 | 0 | 0 | 0 | 0 | 0 | 0
TAS | Deep Storage | 0 | 0 | 0 | 0 | 0 | 0 | 0 | 0 | 0 | 0 | 0 | 131.9554 | 131.9554 | 131.9554 | 131.9554 | 131.9554 | 394.4686 | 394.4686 | 394.4686 | 394.4686 | 394.4686
TAS | Behind the Meter Storage | 15.5581 | 25.7476 | 29.2342 | 37.6553 | 37.3953 | 38.6361 | 41.7885 | 45.2612 | 49.1544 | 52.8484 | 56.4006 | 60.0703 | 63.9356 | 68.3453 | 73.383 | 78.8823 | 84.5742 | 90.7347 | 97.3664 | 103.4334 | 109.842
Total Storage Capacity |  | 31.1162 | 44.0038 | 59.0359 | 85.5639 | 90.4032 | 95.6989 | 101.4958 | 107.8352 | 114.9204 | 121.2882 | 127.1069 | 264.9349 | 271.0289 | 278.0779 | 286.2102 | 295.0277 | 566.4632 | 576.0376 | 586.2383 | 595.0276 | 604.2005

## StorageGeneration_1
Generation by Storage (GWh) - Step Change (Counterfactual)
Capacity calculated on 1 July. Years are financial year ending. Existing and new storages are group according to depth. For storage depth classifications, please refer to the 2020 ISP report.
Region | Technology | 2022 | 2023 | 2024 | 2025 | 2026 | 2027 | 2028 | 2029 | 2030 | 2031 | 2032 | 2033 | 2034 | 2035 | 2036 | 2037 | 2038 | 2039 | 2040 | 2041 | 2042
NEM | Shallow Storage | 328.6251 | 458.0596 | 595.117 | 1252.4701 | 1594.1774 | 2622.8451 | 2712.8502 | 2162.9338 | 2291.1511 | 2425.844 | 2391.9587 | 2326.667 | 2128.5887 | 2134.5472 | 2293.0537 | 2379.1332 | 2362.0927 | 2114.1179 | 2094.5338 | 2179.1703 | 2169.7917
NEM | Medium Storage | 181.6263 | 310.2097 | 288.5813 | 357.5062 | 1273.4729 | 4485.7905 | 4890.1439 | 4445.0784 | 4587.2943 | 4812.8328 | 4557.2785 | 4674.9775 | 4364.6677 | 4207.7438 | 4328.6925 | 4518.2879 | 4624.5927 | 4228.7912 | 3957.0159 | 3908.4182 | 3733.2724
NEM | Deep Storage | 0 | 0 | 0 | 220.091 | 1006.5269 | 3232.092 | 3926.5224 | 5293.7268 | 4823.5219 | 4920.1336 | 4246.2741 | 4093.9379 | 3866.6069 | 3929.8897 | 4293.8942 | 4244.8479 | 3827.5658 | 3972.3198 | 3491.1201 | 3459.4444 | 3073.9725
NEM | Behind the Meter Storage | 367.965 | 637.2072 | 810.5549 | 1092.5123 | 1246.5347 | 1315.7584 | 1442.2905 | 1576.892 | 1723.4671 | 1882.8575 | 2043.7469 | 2194.0581 | 2342.1717 | 2506.9773 | 2680.3314 | 2925.0385 | 3165.2927 | 3408.0197 | 3651.2435 | 3935.9847 | 4226.0741
Total Storage Generation |  | 878.2164 | 1405.4765 | 1694.2532 | 2922.5795 | 5120.7119 | 11656.4859 | 12971.8069 | 13478.6311 | 13425.4344 | 14041.6679 | 13239.2581 | 13289.6405 | 12702.035 | 12779.158 | 13595.9719 | 14067.3076 | 13979.5439 | 13723.2485 | 13193.9133 | 13483.0177 | 13203.1107
Region | Technology | 2022 | 2023 | 2024 | 2025 | 2026 | 2027 | 2028 | 2029 | 2030 | 2031 | 2032 | 2033 | 2034 | 2035 | 2036 | 2037 | 2038 | 2039 | 2040 | 2041 | 2042
NSW | Shallow Storage | 87.1046 | 152.1226 | 140.4762 | 421.9228 | 525.3545 | 756.2443 | 790.6144 | 595.7696 | 594.7447 | 663.9692 | 634.6849 | 596.3366 | 552.5985 | 550.674 | 652.311 | 713.9333 | 612.5961 | 621.5507 | 545.4547 | 595.1008 | 647.3893
NSW | Medium Storage | 49.2866 | 72.3269 | 57.5594 | 110.2969 | 78.8613 | 1265.3171 | 1281.1785 | 1086.8186 | 1144.8822 | 1199.5756 | 1161.0234 | 1026.3673 | 789.1643 | 831.8989 | 1052.087 | 1120.3991 | 933.4391 | 892.1997 | 662.593 | 670.8586 | 710.8185
NSW | Deep Storage | 0 | 0 | 0 | 220.091 | 1006.5269 | 2074.7505 | 2766.8082 | 1578.9371 | 1060.4116 | 1052.6296 | 689.2518 | 551.5797 | 498.3904 | 575.288 | 910.246 | 837.7784 | 564.8536 | 830.9308 | 498.9365 | 528.754 | 325.9458
NSW | Behind the Meter Storage | 145.2536 | 259.9163 | 334.3237 | 451.02 | 519.8092 | 547.7888 | 594.7042 | 648.7521 | 708.0671 | 769.4182 | 832.7018 | 888.4637 | 946.442 | 1005.7259 | 1075.8216 | 1168.1863 | 1249.8352 | 1339.7069 | 1430.0345 | 1529.5669 | 1635.6279
Total Storage Generation |  | 281.6448 | 484.3658 | 532.3593 | 1203.3307 | 2130.5519 | 4644.1007 | 5433.3052 | 3910.2774 | 3508.1057 | 3685.5926 | 3317.6619 | 3062.7473 | 2786.5953 | 2963.5868 | 3690.4656 | 3840.2971 | 3360.724 | 3684.388 | 3137.0188 | 3324.2803 | 3319.7814
Region | Technology | 2022 | 2023 | 2024 | 2025 | 2026 | 2027 | 2028 | 2029 | 2030 | 2031 | 2032 | 2033 | 2034 | 2035 | 2036 | 2037 | 2038 | 2039 | 2040 | 2041 | 2042
QLD | Shallow Storage | 68.8862 | 97.0365 | 156.5382 | 310.2183 | 417.0843 | 787.3514 | 816.4707 | 633.373 | 692.3243 | 739.9138 | 730.8355 | 707.6092 | 589.8647 | 585.8848 | 643.8018 | 650.3716 | 602.9097 | 450.9031 | 442.2053 | 470.0396 | 433.0877
QLD | Medium Storage | 132.3397 | 237.8828 | 231.0219 | 247.2093 | 497.315 | 543.3013 | 823.6764 | 428.6531 | 453.0666 | 474.6582 | 429.0862 | 389.7655 | 285.4848 | 286.2427 | 282.5103 | 287.9585 | 234.1299 | 178.3583 | 142.6973 | 133.371 | 117.5415
QLD | Deep Storage | 0 | 0 | 0 | 0 | 0 | 0 | 0 | 841.5215 | 847.3286 | 878.9005 | 817.5637 | 751.9707 | 596.5649 | 617.9654 | 607.6525 | 623.8827 | 541.5891 | 467.4485 | 374.5387 | 353.6421 | 315.5836
QLD | Behind the Meter Storage | 81.8411 | 147.2348 | 190.9293 | 260.7032 | 301.4224 | 319.8743 | 349.8917 | 384.3158 | 417.5251 | 461.8633 | 504.7895 | 543.7569 | 585.2637 | 630.093 | 678.0224 | 743.475 | 803.0757 | 870.059 | 928.5396 | 1016.6092 | 1102.2534
Total Storage Generation |  | 283.0671 | 482.1541 | 578.4894 | 818.1309 | 1215.8218 | 1650.527 | 1990.0388 | 2287.8633 | 2410.2447 | 2555.3358 | 2482.2749 | 2393.1022 | 2057.1781 | 2120.1858 | 2211.987 | 2305.6878 | 2181.7044 | 1966.7689 | 1887.9808 | 1973.6619 | 1968.4662
Region | Technology | 2022 | 2023 | 2024 | 2025 | 2026 | 2027 | 2028 | 2029 | 2030 | 2031 | 2032 | 2033 | 2034 | 2035 | 2036 | 2037 | 2038 | 2039 | 2040 | 2041 | 2042
VIC | Shallow Storage | 66.0166 | 87.055 | 129.2314 | 281.4799 | 375.5979 | 487.4905 | 481.7888 | 438.3175 | 478.2599 | 501.2805 | 508.9125 | 529.7348 | 510.1644 | 533.5238 | 538.7685 | 554.4013 | 602.3225 | 548.097 | 592.0403 | 599.7873 | 600.6856
VIC | Medium Storage | 0 | 0 | 0 | 0 | 697.2966 | 2677.1721 | 2785.2889 | 2929.6068 | 2989.3454 | 3138.599 | 2967.1689 | 3018.8815 | 2975.0335 | 2781.4323 | 2678.3382 | 2729.7924 | 3035.8353 | 2789.4643 | 2768.1244 | 2727.6869 | 2538.1529
VIC | Deep Storage | 0 | 0 | 0 | 0 | 0 | 1157.3415 | 1159.7142 | 2182.0815 | 2193.9385 | 2263.6947 | 2083.4359 | 2177.9676 | 2207.239 | 2168.9074 | 2232.3691 | 2238.1448 | 2138.7683 | 2139.6524 | 2035.2036 | 2015.6352 | 1895.0905
VIC | Behind the Meter Storage | 67.7869 | 123.0628 | 156.6383 | 214.3069 | 242.6799 | 257.5171 | 286.743 | 315.1912 | 346.9324 | 381.1428 | 415.8022 | 451.2382 | 481.5328 | 519.4667 | 555.5065 | 610.8708 | 672.4945 | 729.0715 | 787.6799 | 852.0774 | 915.9755
Total Storage Generation |  | 133.8035 | 210.1178 | 285.8697 | 495.7868 | 1315.5744 | 4579.5211 | 4713.5349 | 5865.1971 | 6008.4762 | 6284.7169 | 5975.3195 | 6177.8221 | 6173.9698 | 6003.3302 | 6004.9824 | 6133.2092 | 6449.4206 | 6206.2852 | 6183.0481 | 6195.1869 | 5949.9044
Region | Technology | 2022 | 2023 | 2024 | 2025 | 2026 | 2027 | 2028 | 2029 | 2030 | 2031 | 2032 | 2033 | 2034 | 2035 | 2036 | 2037 | 2038 | 2039 | 2040 | 2041 | 2042
SA | Shallow Storage | 103.3224 | 117.0794 | 162.1173 | 226.7653 | 261.4295 | 577.8206 | 605.0985 | 480.9568 | 508.7831 | 502.6155 | 498.2039 | 471.607 | 458.4292 | 444.1153 | 437.5574 | 438.9611 | 522.2482 | 473.0882 | 495.7771 | 499.3425 | 473.3133
SA | Medium Storage | 0 | 0 | 0 | 0 | 0 | 0 | 0 | 0 | 0 | 0 | 0 | 239.9632 | 314.985 | 308.1699 | 315.7571 | 380.138 | 421.1884 | 368.7689 | 383.6012 | 376.5016 | 366.7595
SA | Deep Storage | 0 | 0 | 0 | 0 | 0 | 0 | 0 | 691.1867 | 721.8432 | 724.9088 | 656.0225 | 612.4199 | 564.4126 | 567.7289 | 543.6266 | 545.042 | 582.3547 | 534.2881 | 582.4413 | 561.4131 | 537.3527
SA | Behind the Meter Storage | 63.4058 | 90.4461 | 109.9468 | 142.7194 | 156.133 | 162.5527 | 179.8249 | 194.8042 | 213.5609 | 230.0311 | 247.3109 | 264.5534 | 280.7483 | 300.1649 | 316.5848 | 343.3783 | 375.4178 | 400.455 | 430.8363 | 458.5665 | 488.4242
Total Storage Generation |  | 166.7282 | 207.5255 | 272.0641 | 369.4847 | 417.5625 | 740.3733 | 784.9234 | 1366.9476 | 1444.1872 | 1457.5553 | 1401.5373 | 1588.5435 | 1618.5752 | 1620.1789 | 1613.5259 | 1707.5193 | 1901.2092 | 1776.6002 | 1892.6559 | 1895.8237 | 1865.8497
Region | Technology | 2022 | 2023 | 2024 | 2025 | 2026 | 2027 | 2028 | 2029 | 2030 | 2031 | 2032 | 2033 | 2034 | 2035 | 2036 | 2037 | 2038 | 2039 | 2040 | 2041 | 2042
TAS | Shallow Storage | 3.2953 | 4.7661 | 6.7538 | 12.0838 | 14.7112 | 13.9383 | 18.8779 | 14.517 | 17.0391 | 18.0651 | 19.3219 | 21.3794 | 17.5319 | 20.3494 | 20.6149 | 21.4659 | 22.0162 | 20.4789 | 19.0564 | 14.9002 | 15.3158
TAS | Medium Storage | 0 | 0 | 0 | 0 | 0 | 0 | 0 | 0 | 0 | 0 | 0 | 0 | 0 | 0 | 0 | 0 | 0 | 0 | 0 | 0 | 0
TAS | Deep Storage | 0 | 0 | 0 | 0 | 0 | 0 | 0 | 0 | 0 | 0 | 0 | 0 | 0 | 0 | 0 | 0 | 0 | 0 | 0 | 0 | 0
TAS | Behind the Meter Storage | 9.6776 | 16.5472 | 18.7168 | 23.7627 | 26.4901 | 28.0254 | 31.1267 | 33.8288 | 37.3816 | 40.4021 | 43.1426 | 46.0459 | 48.1849 | 51.5268 | 54.3961 | 59.1282 | 64.4695 | 68.7273 | 74.1532 | 79.1647 | 83.7932
Total Storage Generation |  | 12.9729 | 21.3133 | 25.4707 | 35.8465 | 41.2013 | 41.9637 | 50.0046 | 48.3457 | 54.4207 | 58.4672 | 62.4644 | 67.4253 | 65.7167 | 71.8763 | 75.011 | 80.5941 | 86.4857 | 89.2062 | 93.2096 | 94.0649 | 99.109

## StorageGeneration_2
Generation by Storage (GWh) - Step Change (DP8)
Capacity calculated on 1 July. Years are financial year ending. Existing and new storages are group according to depth. For storage depth classifications, please refer to the 2020 ISP report.
Region | Technology | 2022 | 2023 | 2024 | 2025 | 2026 | 2027 | 2028 | 2029 | 2030 | 2031 | 2032 | 2033 | 2034 | 2035 | 2036 | 2037 | 2038 | 2039 | 2040 | 2041 | 2042
NEM | Shallow Storage | 418.8904 | 510.2037 | 810.8315 | 1434.9369 | 1872.6269 | 2099.3003 | 2162.2679 | 2231.9381 | 2366.4417 | 2463.0547 | 2540.5477 | 2640.6355 | 2661.3634 | 2736.944 | 2949.3324 | 3041.5518 | 3114.2798 | 3153.2275 | 3333.1634 | 3434.8578 | 4224.8019
NEM | Medium Storage | 9.2925 | 75.903 | 111.0412 | 199.531 | 531.7079 | 658.6554 | 1241.2847 | 2395.1917 | 2767.2387 | 3550.282 | 3980.8005 | 5581.9453 | 5776.1337 | 5962.3221 | 7059.8153 | 8513.1374 | 8667.6668 | 7976.8788 | 8199.4683 | 8756.0621 | 9057.7548
NEM | Deep Storage | 0 | 0 | 0 | 154.7239 | 3206.4908 | 3357.7146 | 3518.4586 | 2676.6053 | 2980.8491 | 3114.8889 | 3057.0881 | 3473.2716 | 3452.5582 | 3538.1855 | 7322.5703 | 7206.1344 | 9567.7824 | 9577.0292 | 9261.51 | 9974.7421 | 10535.1523
NEM | Behind the Meter Storage | 367.965 | 637.2072 | 810.5549 | 1092.5123 | 1246.5347 | 1315.7584 | 1442.2905 | 1576.892 | 1723.4671 | 1882.8575 | 2043.7469 | 2194.0581 | 2342.1717 | 2506.9773 | 2680.3314 | 2925.0385 | 3165.2927 | 3408.0197 | 3651.2435 | 3935.9847 | 4226.0741
Total Storage Generation |  | 796.1479 | 1223.3138 | 1732.4277 | 2881.7041 | 6857.3603 | 7431.4287 | 8364.3016 | 8880.627 | 9837.9966 | 11011.0831 | 11622.1832 | 13889.9105 | 14232.2271 | 14744.4289 | 20012.0493 | 21685.8621 | 24515.0217 | 24115.1552 | 24445.3852 | 26101.6468 | 28043.7831
Region | Technology | 2022 | 2023 | 2024 | 2025 | 2026 | 2027 | 2028 | 2029 | 2030 | 2031 | 2032 | 2033 | 2034 | 2035 | 2036 | 2037 | 2038 | 2039 | 2040 | 2041 | 2042
NSW | Shallow Storage | 121.2071 | 168.0468 | 244.0164 | 513.6098 | 742.2745 | 819.713 | 838.1894 | 865.5918 | 913.4664 | 951.603 | 964.1229 | 1010.8184 | 1022.9395 | 1052.2315 | 1130.8898 | 1181.5238 | 1216.5918 | 1219.9419 | 1288.5628 | 1347.7481 | 1373.1789
NSW | Medium Storage | 3.9347 | 20.8704 | 16.2257 | 37.5404 | 89.9249 | 180.6693 | 382.6687 | 149.5931 | 211.455 | 347.8478 | 738.3872 | 1562.1772 | 1476.5787 | 1422.9068 | 1937.8889 | 1897.0036 | 1985.3885 | 1809.8942 | 1804.5166 | 2275.7869 | 2402.3567
NSW | Deep Storage | 0 | 0 | 0 | 154.7239 | 3206.4908 | 3357.7146 | 3518.4586 | 2676.6053 | 2980.8491 | 3114.8889 | 3057.0881 | 2997.1226 | 2970.2645 | 3086.5292 | 5518.9369 | 5444.582 | 6422.2091 | 6592.031 | 6218.8837 | 6474.6056 | 6934.176
NSW | Behind the Meter Storage | 145.2536 | 259.9163 | 334.3237 | 451.02 | 519.8092 | 547.7888 | 594.7042 | 648.7521 | 708.0671 | 769.4182 | 832.7018 | 888.4637 | 946.442 | 1005.7259 | 1075.8216 | 1168.1863 | 1249.8352 | 1339.7069 | 1430.0345 | 1529.5669 | 1635.6279
Total Storage Generation |  | 270.3954 | 448.8336 | 594.5658 | 1156.8941 | 4558.4994 | 4905.8858 | 5334.0208 | 4340.5422 | 4813.8376 | 5183.7579 | 5592.3 | 6458.5819 | 6416.2248 | 6567.3934 | 9663.5372 | 9691.2957 | 10874.0246 | 10961.574 | 10741.9975 | 11627.7076 | 12345.3394
Region | Technology | 2022 | 2023 | 2024 | 2025 | 2026 | 2027 | 2028 | 2029 | 2030 | 2031 | 2032 | 2033 | 2034 | 2035 | 2036 | 2037 | 2038 | 2039 | 2040 | 2041 | 2042
QLD | Shallow Storage | 78.9025 | 98.7293 | 187.2716 | 341.3103 | 402.1091 | 497.7481 | 514.5347 | 541.0452 | 570.8745 | 594.0594 | 617.4023 | 641 | 661.8115 | 688.8543 | 732.2381 | 756.3739 | 790.523 | 799.0793 | 855.98 | 887.8247 | 1179.6281
QLD | Medium Storage | 5.3578 | 55.0325 | 94.8156 | 161.9907 | 441.7831 | 477.9861 | 858.6161 | 2245.5985 | 2555.7837 | 3202.4342 | 3242.4133 | 4019.7681 | 4299.5551 | 4539.4152 | 4578.0367 | 4536.5944 | 4557.2178 | 3997.9382 | 4295.2142 | 4460.6879 | 4576.6476
QLD | Deep Storage | 0 | 0 | 0 | 0 | 0 | 0 | 0 | 0 | 0 | 0 | 0 | 133.0806 | 134.9247 | 130.355 | 1490.2292 | 1481.5062 | 2253.7885 | 2142.3698 | 2256.8891 | 2586.9024 | 2679.9279
QLD | Behind the Meter Storage | 81.8411 | 147.2348 | 190.9293 | 260.7032 | 301.4224 | 319.8743 | 349.8917 | 384.3158 | 417.5251 | 461.8633 | 504.7895 | 543.7569 | 585.2637 | 630.093 | 678.0224 | 743.475 | 803.0757 | 870.059 | 928.5396 | 1016.6092 | 1102.2534
Total Storage Generation |  | 166.1015 | 300.9967 | 473.0165 | 764.0042 | 1145.3146 | 1295.6085 | 1723.0425 | 3170.9595 | 3544.1832 | 4258.3568 | 4364.6052 | 5337.6056 | 5681.5549 | 5988.7175 | 7478.5263 | 7517.9495 | 8404.6049 | 7809.4463 | 8336.6229 | 8952.0243 | 9538.4569
Region | Technology | 2022 | 2023 | 2024 | 2025 | 2026 | 2027 | 2028 | 2029 | 2030 | 2031 | 2032 | 2033 | 2034 | 2035 | 2036 | 2037 | 2038 | 2039 | 2040 | 2041 | 2042
VIC | Shallow Storage | 101.383 | 115.4547 | 191.9808 | 339.8095 | 437.5997 | 469.593 | 482.9318 | 488.3054 | 519.9228 | 549.4576 | 575.5611 | 596.1871 | 573.8533 | 594.8735 | 655.2652 | 667.1699 | 663.858 | 691.1618 | 723.5734 | 724.4569 | 776.4195
VIC | Medium Storage | 0 | 0 | 0 | 0 | 0 | 0 | 0 | 0 | 0 | 0 | 0 | 0 | 0 | 0 | 543.8897 | 1886.4931 | 1787.92 | 1846.343 | 1759.2261 | 1694.4486 | 1782.5173
VIC | Deep Storage | 0 | 0 | 0 | 0 | 0 | 0 | 0 | 0 | 0 | 0 | 0 | 0 | 0 | 0 | 0 | 0 | 0 | 0 | 0 | 0 | 0
VIC | Behind the Meter Storage | 67.7869 | 123.0628 | 156.6383 | 214.3069 | 242.6799 | 257.5171 | 286.743 | 315.1912 | 346.9324 | 381.1428 | 415.8022 | 451.2382 | 481.5328 | 519.4667 | 555.5065 | 610.8708 | 672.4945 | 729.0715 | 787.6799 | 852.0774 | 915.9755
Total Storage Generation |  | 169.1699 | 238.5175 | 348.6192 | 554.1164 | 680.2796 | 727.1102 | 769.6748 | 803.4966 | 866.8552 | 930.6005 | 991.3633 | 1047.4253 | 1055.3862 | 1114.3403 | 1754.6614 | 3164.5338 | 3124.2726 | 3266.5763 | 3270.4795 | 3270.9829 | 3474.9123
Region | Technology | 2022 | 2023 | 2024 | 2025 | 2026 | 2027 | 2028 | 2029 | 2030 | 2031 | 2032 | 2033 | 2034 | 2035 | 2036 | 2037 | 2038 | 2039 | 2040 | 2041 | 2042
SA | Shallow Storage | 114.7909 | 126.5622 | 181.0362 | 228.2703 | 277.1417 | 303.4963 | 302.0277 | 305.8281 | 324.3134 | 325.8884 | 337.0051 | 345.1269 | 357.093 | 357.712 | 381.9298 | 392.0533 | 395.0079 | 401.4819 | 422.6357 | 425.1973 | 846.479
SA | Medium Storage | 0 | 0 | 0 | 0 | 0 | 0 | 0 | 0 | 0 | 0 | 0 | 0 | 0 | 0 | 0 | 193.0462 | 337.1405 | 322.7034 | 340.5115 | 325.1387 | 296.2333
SA | Deep Storage | 0 | 0 | 0 | 0 | 0 | 0 | 0 | 0 | 0 | 0 | 0 | 0 | 0 | 0 | 0 | 0 | 0 | 0 | 0 | 0 | 0
SA | Behind the Meter Storage | 63.4058 | 90.4461 | 109.9468 | 142.7194 | 156.133 | 162.5527 | 179.8249 | 194.8042 | 213.5609 | 230.0311 | 247.3109 | 264.5534 | 280.7483 | 300.1649 | 316.5848 | 343.3783 | 375.4178 | 400.455 | 430.8363 | 458.5665 | 488.4242
Total Storage Generation |  | 178.1967 | 217.0083 | 290.983 | 370.9897 | 433.2746 | 466.049 | 481.8526 | 500.6323 | 537.8743 | 555.9195 | 584.316 | 609.6803 | 637.8413 | 657.8768 | 698.5146 | 928.4777 | 1107.5662 | 1124.6404 | 1193.9834 | 1208.9025 | 1631.1365
Region | Technology | 2022 | 2023 | 2024 | 2025 | 2026 | 2027 | 2028 | 2029 | 2030 | 2031 | 2032 | 2033 | 2034 | 2035 | 2036 | 2037 | 2038 | 2039 | 2040 | 2041 | 2042
TAS | Shallow Storage | 2.6069 | 1.4107 | 6.5265 | 11.937 | 13.5019 | 8.7498 | 24.5843 | 31.1676 | 37.8646 | 42.0464 | 46.4562 | 47.5031 | 45.666 | 43.2727 | 49.0095 | 44.4309 | 48.2991 | 41.5626 | 42.4115 | 49.6307 | 49.0965
TAS | Medium Storage | 0 | 0 | 0 | 0 | 0 | 0 | 0 | 0 | 0 | 0 | 0 | 0 | 0 | 0 | 0 | 0 | 0 | 0 | 0 | 0 | 0
TAS | Deep Storage | 0 | 0 | 0 | 0 | 0 | 0 | 0 | 0 | 0 | 0 | 0 | 343.0684 | 347.369 | 321.3013 | 313.4042 | 280.0463 | 891.7847 | 842.6283 | 785.7372 | 913.234 | 921.0484
TAS | Behind the Meter Storage | 9.6776 | 16.5472 | 18.7168 | 23.7627 | 26.4901 | 28.0254 | 31.1267 | 33.8288 | 37.3816 | 40.4021 | 43.1426 | 46.0459 | 48.1849 | 51.5268 | 54.3961 | 59.1282 | 64.4695 | 68.7273 | 74.1532 | 79.1647 | 83.7932
Total Storage Generation |  | 12.2845 | 17.9579 | 25.2433 | 35.6997 | 39.992 | 36.7753 | 55.711 | 64.9963 | 75.2462 | 82.4485 | 89.5988 | 436.6174 | 441.2199 | 416.1009 | 416.8098 | 383.6053 | 1004.5533 | 952.9182 | 902.302 | 1042.0295 | 1053.9381

## DispatchableCapacity_1
Dispatchable Capacity built (MW) - Step Change (Counterfactual)
Capacity calculated on 1 July. Years are financial year ending. Capacity built in 2022 includes all capacity built since 2019-20. For storage depth classifications, please refer to the 2020 ISP report.
Region | Technology | 2022 | 2023 | 2024 | 2025 | 2026 | 2027 | 2028 | 2029 | 2030 | 2031 | 2032 | 2033 | 2034 | 2035 | 2036 | 2037 | 2038 | 2039 | 2040 | 2041 | 2042
NEM | CCGT | 0 | 0 | 0 | 0 | 0 | 0 | 0 | 0 | 0 | 0 | 0 | 0 | 0 | 0 | 0 | 0 | 0 | 0 | 0 | 0 | 0
NEM | Peaking Gas+Liquids | 0 | 0 | 0 | 1064.0391 | 1064.0391 | 2074.8908 | 2074.8908 | 2154.5402 | 2392.2594 | 2652.2194 | 3631.0669 | 4355.0586 | 5082.2842 | 5988.5093 | 5988.5093 | 5988.5093 | 6782.7133 | 6927.3851 | 7188.1471 | 8092.8326 | 9449.8254
NEM | Hydro | 0 | 0 | 0 | 0 | 0 | 0 | 0 | 0 | 0 | 0 | 0 | 0 | 0 | 0 | 0 | 0 | 0 | 0 | 0 | 0 | 0
NEM | Shallow Storage | 324.3682 | 467.718 | 1079.3762 | 1987.8839 | 2343.1084 | 4033.6757 | 4178.227 | 4335.04 | 4509.8863 | 4664.1886 | 4803.8125 | 4935.783 | 5071.1244 | 5222.4877 | 5396.1895 | 5581.4008 | 5765.7336 | 5964.0404 | 6173.2541 | 6339.5586 | 6509.8473
NEM | Medium Storage | 0 | 20 | 20 | 20 | 573.5466 | 2382.8207 | 2521.8812 | 3758.7032 | 3939.5606 | 3939.5606 | 3939.5606 | 4234.8959 | 4358.2477 | 4537.9041 | 4537.9041 | 4680.0373 | 5327.1392 | 5327.1392 | 5327.1392 | 5327.1392 | 5327.1392
NEM | Deep Storage | 0 | 0 | 0 | 2040 | 2040 | 2561.6975 | 2561.6975 | 4545.7101 | 4545.7101 | 4545.7101 | 4545.7101 | 4545.7101 | 4545.7101 | 4545.7101 | 4545.7101 | 4545.7101 | 4545.7101 | 4545.7101 | 4545.7101 | 4545.7101 | 4545.7101
NEM | DSP | -13.5904 | 75.4853 | 161.9288 | 250.6679 | 333.8536 | 422.9987 | 509.8496 | 605.6029 | 699.008 | 792.151 | 889.2698 | 980.7407 | 1072.6082 | 1174.6894 | 1270.0857 | 1375.3175 | 1483.4926 | 1587.8904 | 1701.7828 | 1812.9771 | 1924.0166
NEM | New Interconnectors | 0 | 185 | 185 | 185 | 185 | 185 | 185 | 185 | 185 | 185 | 185 | 185 | 185 | 185 | 185 | 185 | 185 | 185 | 185 | 185 | 185
NEM | Retired Dispatchable | 0 | 740 | 3820 | 6155 | 9005 | 15715 | 15715 | 16820 | 16820 | 17232.5 | 17952.5 | 19626.84 | 20143.84 | 20305.84 | 21920.84 | 21920.84 | 22986.24 | 22986.24 | 24069.64 | 24189.64 | 24189.64
Total Dispatchable Capacity Built |  | 310.7778 | 563.2033 | 1261.305 | 5362.5909 | 6354.5477 | 11476.0833 | 11846.5461 | 15399.5965 | 16086.4244 | 16593.8297 | 17809.4199 | 19052.1883 | 20129.9747 | 21469.3006 | 21738.3986 | 22170.975 | 23904.7888 | 24352.1652 | 24936.0333 | 26118.2177 | 27756.5387
Region | Technology | 2022 | 2023 | 2024 | 2025 | 2026 | 2027 | 2028 | 2029 | 2030 | 2031 | 2032 | 2033 | 2034 | 2035 | 2036 | 2037 | 2038 | 2039 | 2040 | 2041 | 2042
NSW | CCGT | 0 | 0 | 0 | 0 | 0 | 0 | 0 | 0 | 0 | 0 | 0 | 0 | 0 | 0 | 0 | 0 | 0 | 0 | 0 | 0 | 0
NSW | Peaking Gas+Liquids | 0 | 0 | 0 | 1064.0391 | 1064.0391 | 2074.8908 | 2074.8908 | 2074.8908 | 2158.6264 | 2158.6264 | 2954.7186 | 3199.7008 | 3729.4899 | 4254.096 | 4254.096 | 4254.096 | 4254.096 | 4254.096 | 4254.096 | 4254.096 | 5369.4133
NSW | Hydro | 0 | 0 | 0 | 0 | 0 | 0 | 0 | 0 | 0 | 0 | 0 | 0 | 0 | 0 | 0 | 0 | 0 | 0 | 0 | 0 | 0
NSW | Shallow Storage | 134.7689 | 197.5346 | 453.9081 | 836.6785 | 942.6202 | 1027.7649 | 1084.9282 | 1146.5945 | 1215.9626 | 1273.4806 | 1324.4097 | 1371.6207 | 1419.649 | 1471.9099 | 1533.8068 | 1599.6033 | 1664.4136 | 1734.0461 | 1806.6791 | 1860.434 | 1914.658
NSW | Medium Storage | 0 | 0 | 0 | 0 | 0 | 740.701 | 740.701 | 1066.3165 | 1247.174 | 1247.174 | 1247.174 | 1247.174 | 1247.174 | 1426.8303 | 1426.8303 | 1426.8303 | 1426.8303 | 1426.8303 | 1426.8303 | 1426.8303 | 1426.8303
NSW | Deep Storage | 0 | 0 | 0 | 2040 | 2040 | 2040 | 2040 | 2320.7499 | 2320.7499 | 2320.7499 | 2320.7499 | 2320.7499 | 2320.7499 | 2320.7499 | 2320.7499 | 2320.7499 | 2320.7499 | 2320.7499 | 2320.7499 | 2320.7499 | 2320.7499
NSW | DSP | 33.4905 | 68.192 | 101.6736 | 135.4156 | 167.6128 | 203.0416 | 235.9435 | 275.1202 | 314.0277 | 350.3953 | 387.9902 | 425.4601 | 462.4765 | 506.5752 | 542.3331 | 583.4794 | 627.36 | 673.2287 | 715.8381 | 760.615 | 803.7094
NSW | New Interconnectors | 0 | 185 | 185 | 185 | 185 | 185 | 185 | 185 | 185 | 185 | 185 | 185 | 185 | 185 | 185 | 185 | 185 | 185 | 185 | 185 | 185
NSW | Retired Dispatchable | 0 | 500 | 2000 | 4055 | 4055 | 6695 | 6695 | 7415 | 7415 | 7415 | 8135 | 9575 | 9575 | 9575 | 10310 | 10310 | 10310 | 10310 | 10310 | 10310 | 10310
Total Dispatchable Capacity Built |  | 168.2594 | 265.7266 | 555.5817 | 4076.1332 | 4214.2721 | 6086.3983 | 6176.4635 | 6883.6718 | 7256.5406 | 7350.4262 | 8235.0423 | 8564.7055 | 9179.5392 | 9980.1613 | 10077.8162 | 10184.7589 | 10293.4498 | 10408.951 | 10524.1933 | 10622.7252 | 11835.3608
Region | Technology | 2022 | 2023 | 2024 | 2025 | 2026 | 2027 | 2028 | 2029 | 2030 | 2031 | 2032 | 2033 | 2034 | 2035 | 2036 | 2037 | 2038 | 2039 | 2040 | 2041 | 2042
QLD | CCGT | 0 | 0 | 0 | 0 | 0 | 0 | 0 | 0 | 0 | 0 | 0 | 0 | 0 | 0 | 0 | 0 | 0 | 0 | 0 | 0 | 0
QLD | Peaking Gas+Liquids | 0 | 0 | 0 | 0 | 0 | 0 | 0 | 79.6495 | 233.633 | 493.593 | 676.3483 | 1155.3578 | 1352.7944 | 1734.4133 | 1734.4133 | 1734.4133 | 2469.2225 | 2613.8943 | 2874.6564 | 3036.7223 | 3278.3978
QLD | Hydro | 0 | 0 | 0 | 0 | 0 | 0 | 0 | 0 | 0 | 0 | 0 | 0 | 0 | 0 | 0 | 0 | 0 | 0 | 0 | 0 | 0
QLD | Shallow Storage | 71.0044 | 104.2512 | 239.339 | 445.0853 | 604.6357 | 1285.6661 | 1321.5959 | 1360.4591 | 1403.872 | 1442.7837 | 1478.2288 | 1513.0484 | 1548.6923 | 1588.4052 | 1632.7604 | 1680.323 | 1729.5072 | 1783.2272 | 1840.8272 | 1889.1741 | 1939.2679
QLD | Medium Storage | 0 | 20 | 20 | 20 | 204.6154 | 204.6154 | 343.6759 | 343.6759 | 343.6759 | 343.6759 | 343.6759 | 343.6759 | 343.6759 | 343.6759 | 343.6759 | 343.6759 | 343.6759 | 343.6759 | 343.6759 | 343.6759 | 343.6759
QLD | Deep Storage | 0 | 0 | 0 | 0 | 0 | 0 | 0 | 572.9602 | 572.9602 | 572.9602 | 572.9602 | 572.9602 | 572.9602 | 572.9602 | 572.9602 | 572.9602 | 572.9602 | 572.9602 | 572.9602 | 572.9602 | 572.9602
QLD | DSP | 19.0175 | 39.6745 | 59.2269 | 78.3939 | 97.6329 | 117.2072 | 139.1414 | 159.1855 | 178.8694 | 198.9791 | 221.1104 | 241.5861 | 263.2425 | 284.8856 | 308.9398 | 330.7283 | 354.816 | 377.087 | 403.8121 | 427.9261 | 451.0132
QLD | New Interconnectors | 0 | 185 | 185 | 185 | 185 | 185 | 185 | 185 | 185 | 185 | 185 | 185 | 185 | 185 | 185 | 185 | 185 | 185 | 185 | 185 | 185
QLD | Retired Dispatchable | 0 | 0 | 1400 | 1680 | 3080 | 3780 | 3780 | 4165 | 4165 | 4165 | 4165 | 4165 | 4457 | 4574 | 4574 | 4574 | 5110.4 | 5110.4 | 5253.8 | 5253.8 | 5253.8
Total Dispatchable Capacity Built |  | 90.0219 | 163.9257 | 318.5659 | 543.4792 | 906.884 | 1607.4887 | 1804.4132 | 2515.9302 | 2733.0106 | 3051.992 | 3292.3237 | 3826.6284 | 4081.3653 | 4524.3402 | 4592.7497 | 4662.1008 | 5470.1818 | 5690.8446 | 6035.9318 | 6270.4587 | 6585.3151
Region | Technology | 2022 | 2023 | 2024 | 2025 | 2026 | 2027 | 2028 | 2029 | 2030 | 2031 | 2032 | 2033 | 2034 | 2035 | 2036 | 2037 | 2038 | 2039 | 2040 | 2041 | 2042
VIC | CCGT | 0 | 0 | 0 | 0 | 0 | 0 | 0 | 0 | 0 | 0 | 0 | 0 | 0 | 0 | 0 | 0 | 0 | 0 | 0 | 0 | 0
VIC | Peaking Gas+Liquids | 0 | 0 | 0 | 0 | 0 | 0 | 0 | 0 | 0 | 0 | 0 | 0 | 0 | 0 | 0 | 0 | 0 | 0 | 0 | 742.6196 | 742.6196
VIC | Hydro | 0 | 0 | 0 | 0 | 0 | 0 | 0 | 0 | 0 | 0 | 0 | 0 | 0 | 0 | 0 | 0 | 0 | 0 | 0 | 0 | 0
VIC | Shallow Storage | 68.2046 | 100.7004 | 230.3057 | 428.1594 | 484.6196 | 661.1552 | 694.4615 | 730.9028 | 771.2603 | 811.2944 | 847.9564 | 881.3708 | 915.7242 | 955.6625 | 1000.9754 | 1049.8543 | 1098.519 | 1150.6738 | 1205.6211 | 1251.0263 | 1298.1869
VIC | Medium Storage | 0 | 0 | 0 | 0 | 368.9312 | 1437.5042 | 1437.5042 | 2348.7107 | 2348.7107 | 2348.7107 | 2348.7107 | 2400 | 2400 | 2400 | 2400 | 2457.5311 | 3104.633 | 3104.633 | 3104.633 | 3104.633 | 3104.633
VIC | Deep Storage | 0 | 0 | 0 | 0 | 0 | 521.6975 | 521.6975 | 1200 | 1200 | 1200 | 1200 | 1200 | 1200 | 1200 | 1200 | 1200 | 1200 | 1200 | 1200 | 1200 | 1200
VIC | DSP | -75.0702 | -50.8971 | -26.7503 | -0.17402 | 22.4859 | 47.139 | 71.4247 | 97.7898 | 122.0625 | 148.9433 | 175.9406 | 199.9076 | 224.9553 | 250.9757 | 277.4767 | 308.6126 | 337.4712 | 364.1093 | 398.5551 | 430.7268 | 463.0647
VIC | New Interconnectors | 0 | 0 | 0 | 0 | 0 | 0 | 0 | 0 | 0 | 0 | 0 | 0 | 0 | 0 | 0 | 0 | 0 | 0 | 0 | 0 | 0
VIC | Retired Dispatchable | 0 | 0 | 0 | 0 | 1450 | 4820 | 4820 | 4820 | 4820 | 4820 | 4820 | 4820 | 5045 | 5065 | 5065 | 5065 | 5065 | 5065 | 6005 | 6005 | 6005
Total Dispatchable Capacity Built |  | -6.8656 | 49.8033 | 203.5554 | 427.9854 | 876.0367 | 2667.496 | 2725.088 | 4377.4033 | 4442.0335 | 4508.9485 | 4572.6077 | 4681.2784 | 4740.6795 | 4806.6382 | 4878.4521 | 5015.998 | 5740.6232 | 5819.4161 | 5908.8091 | 6729.0057 | 6808.5041
Region | Technology | 2022 | 2023 | 2024 | 2025 | 2026 | 2027 | 2028 | 2029 | 2030 | 2031 | 2032 | 2033 | 2034 | 2035 | 2036 | 2037 | 2038 | 2039 | 2040 | 2041 | 2042
SA | CCGT | 0 | 0 | 0 | 0 | 0 | 0 | 0 | 0 | 0 | 0 | 0 | 0 | 0 | 0 | 0 | 0 | 0 | 0 | 0 | 0 | 0
SA | Peaking Gas+Liquids | 0 | 0 | 0 | 0 | 0 | 0 | 0 | 0 | 0 | 0 | 0 | 0 | 0 | 0 | 0 | 0 | 59.3947 | 59.3947 | 59.3947 | 59.3947 | 59.3947
SA | Hydro | 0 | 0 | 0 | 0 | 0 | 0 | 0 | 0 | 0 | 0 | 0 | 0 | 0 | 0 | 0 | 0 | 0 | 0 | 0 | 0 | 0
SA | Shallow Storage | 41.8823 | 54.0256 | 133.0716 | 237.1021 | 265.2749 | 1009.0767 | 1024.5841 | 1041.5597 | 1060.0753 | 1075.2401 | 1089.5614 | 1103.8838 | 1118.9711 | 1135.7829 | 1154.8251 | 1174.4803 | 1192.9234 | 1212.309 | 1232.7735 | 1248.8486 | 1264.8946
SA | Medium Storage | 0 | 0 | 0 | 0 | 0 | 0 | 0 | 0 | 0 | 0 | 0 | 244.046 | 367.3978 | 367.3978 | 367.3978 | 452 | 452 | 452 | 452 | 452 | 452
SA | Deep Storage | 0 | 0 | 0 | 0 | 0 | 0 | 0 | 452 | 452 | 452 | 452 | 452 | 452 | 452 | 452 | 452 | 452 | 452 | 452 | 452 | 452
SA | DSP | 8.0518 | 16.4365 | 24.6252 | 32.8801 | 41.0008 | 49.4041 | 56.9301 | 65.4266 | 74.3533 | 83.1141 | 92.4717 | 101.0728 | 108.1869 | 117.4673 | 125.8551 | 135.9511 | 146.1564 | 154.6938 | 163.6668 | 172.8129 | 184.0967
SA | New Interconnectors | 0 | 0 | 0 | 0 | 0 | 0 | 0 | 0 | 0 | 0 | 0 | 0 | 0 | 0 | 0 | 0 | 0 | 0 | 0 | 0 | 0
SA | Retired Dispatchable | 0 | 240 | 420 | 420 | 420 | 420 | 420 | 420 | 420 | 832.5 | 832.5 | 1066.84 | 1066.84 | 1091.84 | 1971.84 | 1971.84 | 2500.84 | 2500.84 | 2500.84 | 2500.84 | 2500.84
Total Dispatchable Capacity Built |  | 49.9341 | 70.4621 | 157.6968 | 269.9822 | 306.2757 | 1058.4809 | 1081.5142 | 1558.9864 | 1586.4287 | 1610.3541 | 1634.0331 | 1901.0026 | 2046.5559 | 2072.648 | 2100.0779 | 2214.4314 | 2302.4745 | 2330.3975 | 2359.8351 | 2385.0563 | 2412.3861
Region | Technology | 2022 | 2023 | 2024 | 2025 | 2026 | 2027 | 2028 | 2029 | 2030 | 2031 | 2032 | 2033 | 2034 | 2035 | 2036 | 2037 | 2038 | 2039 | 2040 | 2041 | 2042
TAS | CCGT | 0 | 0 | 0 | 0 | 0 | 0 | 0 | 0 | 0 | 0 | 0 | 0 | 0 | 0 | 0 | 0 | 0 | 0 | 0 | 0 | 0
TAS | Peaking Gas+Liquids | 0 | 0 | 0 | 0 | 0 | 0 | 0 | 0 | 0 | 0 | 0 | 0 | 0 | 0 | 0 | 0 | 0 | 0 | 0 | 0 | 0
TAS | Hydro | 0 | 0 | 0 | 0 | 0 | 0 | 0 | 0 | 0 | 0 | 0 | 0 | 0 | 0 | 0 | 0 | 0 | 0 | 0 | 0 | 0
TAS | Shallow Storage | 8.5081 | 11.2062 | 22.7517 | 40.8586 | 45.9579 | 50.0128 | 52.6574 | 55.524 | 58.716 | 61.3898 | 63.6563 | 65.8592 | 68.0878 | 70.7272 | 73.8218 | 77.14 | 80.3704 | 83.7843 | 87.3533 | 90.0755 | 92.8399
TAS | Medium Storage | 0 | 0 | 0 | 0 | 0 | 0 | 0 | 0 | 0 | 0 | 0 | 0 | 0 | 0 | 0 | 0 | 0 | 0 | 0 | 0 | 0
TAS | Deep Storage | 0 | 0 | 0 | 0 | 0 | 0 | 0 | 0 | 0 | 0 | 0 | 0 | 0 | 0 | 0 | 0 | 0 | 0 | 0 | 0 | 0
TAS | DSP | 0.91996 | 2.0794 | 3.1534 | 4.1524 | 5.1212 | 6.2068 | 6.4098 | 8.0808 | 9.695 | 10.7192 | 11.7569 | 12.7142 | 13.7471 | 14.7856 | 15.481 | 16.546 | 17.689 | 18.7717 | 19.9108 | 20.8963 | 22.1327
TAS | New Interconnectors | 0 | 0 | 0 | 0 | 0 | 0 | 0 | 0 | 0 | 0 | 0 | 0 | 0 | 0 | 0 | 0 | 0 | 0 | 0 | 0 | 0
TAS | Retired Dispatchable | 0 | 0 | 0 | 0 | 0 | 0 | 0 | 0 | 0 | 0 | 0 | 0 | 0 | 0 | 0 | 0 | 0 | 0 | 0 | 120 | 120
Total Dispatchable Capacity Built |  | 9.4281 | 13.2856 | 25.9051 | 45.011 | 51.0791 | 56.2195 | 59.0672 | 63.6048 | 68.411 | 72.1089 | 75.4132 | 78.5734 | 81.8349 | 85.5128 | 89.3028 | 93.686 | 98.0594 | 102.5559 | 107.2641 | 110.9718 | 114.9726

## DispatchableCapacity_2
Dispatchable Capacity built (MW) - Step Change (DP8)
Capacity calculated on 1 July. Years are financial year ending. Capacity built in 2022 includes all capacity built since 2019-20. For storage depth classifications, please refer to the 2020 ISP report.
Region | Technology | 2022 | 2023 | 2024 | 2025 | 2026 | 2027 | 2028 | 2029 | 2030 | 2031 | 2032 | 2033 | 2034 | 2035 | 2036 | 2037 | 2038 | 2039 | 2040 | 2041 | 2042
NEM | CCGT | 0 | 0 | 0 | 0 | 0 | 0 | 0 | 0 | 0 | 0 | 0 | 0 | 0 | 0 | 0 | 0 | 0 | 0 | 0 | 0 | 0
NEM | Peaking Gas+Liquids | 0 | 0 | 0 | 0 | 0 | 0 | 0 | 0 | 0 | 0 | 0 | 0 | 0 | 0 | 0 | 0 | 0 | 0 | 0 | 0 | 0
NEM | Hydro | 0 | 0 | 0 | 0 | 0 | 0 | 0 | 390 | 390 | 390 | 390 | 390 | 390 | 390 | 390 | 390 | 390 | 390 | 390 | 390 | 390
NEM | Shallow Storage | 324.3682 | 467.718 | 1079.3762 | 1987.8839 | 2243.3541 | 2557.9359 | 2702.4872 | 2859.3002 | 3034.1465 | 3188.4488 | 3328.0727 | 3460.0432 | 3595.3846 | 3746.7479 | 3920.4497 | 4105.661 | 4289.9938 | 4488.3006 | 4697.5143 | 4863.8188 | 6515.8722
NEM | Medium Storage | 0 | 20 | 20 | 20 | 20 | 45.5656 | 190.2249 | 1084.8416 | 1084.8416 | 1353.1554 | 1505.7091 | 2138.7624 | 2320.7609 | 2494.9395 | 2910.6657 | 3735.64 | 3890.7626 | 3890.7626 | 3890.7626 | 4039.7088 | 4039.7088
NEM | Deep Storage | 0 | 0 | 0 | 2040 | 2040 | 2040 | 2040 | 2040 | 2040 | 2040 | 2040 | 2220.4143 | 2220.4143 | 2220.4143 | 3541.9579 | 3541.9579 | 4544.285 | 4544.285 | 4544.285 | 4647.8428 | 4647.8428
NEM | DSP | -13.5904 | 75.4853 | 161.9288 | 250.6679 | 333.8536 | 422.9987 | 509.8496 | 605.6029 | 699.008 | 792.151 | 889.2698 | 980.7407 | 1072.6082 | 1174.6894 | 1270.0857 | 1375.3175 | 1483.4926 | 1587.8904 | 1701.7828 | 1812.9771 | 1924.0166
NEM | New Interconnectors | 0 | 270 | 270 | 1170 | 1170 | 1170 | 3035 | 3785 | 3785 | 3785 | 4535 | 5357.5 | 5357.5 | 5357.5 | 6812.5 | 6812.5 | 6812.5 | 6812.5 | 6812.5 | 6812.5 | 6812.5
NEM | Retired Dispatchable | 0 | 740 | 3420 | 3980 | 7400 | 8940 | 10060 | 11520 | 11895 | 13447.5 | 15487.5 | 17901.84 | 18418.84 | 18580.84 | 23090.84 | 24250.84 | 24866.24 | 24866.24 | 25949.64 | 26069.64 | 26813.64
Total Dispatchable Capacity Built |  | 310.7778 | 563.2033 | 1261.305 | 4298.5518 | 4637.2077 | 5066.5001 | 5442.5617 | 6979.7448 | 7247.9961 | 7763.7552 | 8153.0516 | 9189.9606 | 9599.168 | 10026.7911 | 12033.1589 | 13148.5764 | 14598.5341 | 14901.2386 | 15224.3447 | 15754.3475 | 17517.4403
Region | Technology | 2022 | 2023 | 2024 | 2025 | 2026 | 2027 | 2028 | 2029 | 2030 | 2031 | 2032 | 2033 | 2034 | 2035 | 2036 | 2037 | 2038 | 2039 | 2040 | 2041 | 2042
NSW | CCGT | 0 | 0 | 0 | 0 | 0 | 0 | 0 | 0 | 0 | 0 | 0 | 0 | 0 | 0 | 0 | 0 | 0 | 0 | 0 | 0 | 0
NSW | Peaking Gas+Liquids | 0 | 0 | 0 | 0 | 0 | 0 | 0 | 0 | 0 | 0 | 0 | 0 | 0 | 0 | 0 | 0 | 0 | 0 | 0 | 0 | 0
NSW | Hydro | 0 | 0 | 0 | 0 | 0 | 0 | 0 | 0 | 0 | 0 | 0 | 0 | 0 | 0 | 0 | 0 | 0 | 0 | 0 | 0 | 0
NSW | Shallow Storage | 134.7689 | 197.5346 | 453.9081 | 836.6785 | 942.6202 | 1027.7649 | 1084.9282 | 1146.5945 | 1215.9626 | 1273.4806 | 1324.4097 | 1371.6207 | 1419.649 | 1471.9099 | 1533.8068 | 1599.6033 | 1664.4136 | 1734.0461 | 1806.6791 | 1860.434 | 1914.658
NSW | Medium Storage | 0 | 0 | 0 | 0 | 0 | 0 | 0 | 0 | 0 | 0 | 152.5537 | 476.3521 | 476.3521 | 476.3521 | 677.0342 | 677.0342 | 677.0342 | 677.0342 | 677.0342 | 825.9803 | 825.9803
NSW | Deep Storage | 0 | 0 | 0 | 2040 | 2040 | 2040 | 2040 | 2040 | 2040 | 2040 | 2040 | 2040 | 2040 | 2040 | 2856.7695 | 2856.7695 | 3296.303 | 3296.303 | 3296.303 | 3296.303 | 3296.303
NSW | DSP | 33.4905 | 68.192 | 101.6736 | 135.4156 | 167.6128 | 203.0416 | 235.9435 | 275.1202 | 314.0277 | 350.3953 | 387.9902 | 425.4601 | 462.4765 | 506.5752 | 542.3331 | 583.4794 | 627.36 | 673.2287 | 715.8381 | 760.615 | 803.7094
NSW | New Interconnectors | 0 | 270 | 270 | 1170 | 1170 | 1170 | 3035 | 3035 | 3035 | 3035 | 3035 | 3857.5 | 3857.5 | 3857.5 | 5312.5 | 5312.5 | 5312.5 | 5312.5 | 5312.5 | 5312.5 | 5312.5
NSW | Retired Dispatchable | 0 | 500 | 2720 | 2720 | 4040 | 4040 | 4040 | 4040 | 4040 | 4760 | 6800 | 7520 | 7520 | 7520 | 10310 | 10310 | 10310 | 10310 | 10310 | 10310 | 10310
Total Dispatchable Capacity Built |  | 168.2594 | 265.7266 | 555.5817 | 3012.0941 | 3150.233 | 3270.8065 | 3360.8717 | 3461.7146 | 3569.9904 | 3663.876 | 3904.9536 | 4313.4329 | 4398.4775 | 4494.8372 | 5609.9436 | 5716.8864 | 6265.1107 | 6380.6119 | 6495.8542 | 6743.3323 | 6840.6507
Region | Technology | 2022 | 2023 | 2024 | 2025 | 2026 | 2027 | 2028 | 2029 | 2030 | 2031 | 2032 | 2033 | 2034 | 2035 | 2036 | 2037 | 2038 | 2039 | 2040 | 2041 | 2042
QLD | CCGT | 0 | 0 | 0 | 0 | 0 | 0 | 0 | 0 | 0 | 0 | 0 | 0 | 0 | 0 | 0 | 0 | 0 | 0 | 0 | 0 | 0
QLD | Peaking Gas+Liquids | 0 | 0 | 0 | 0 | 0 | 0 | 0 | 0 | 0 | 0 | 0 | 0 | 0 | 0 | 0 | 0 | 0 | 0 | 0 | 0 | 0
QLD | Hydro | 0 | 0 | 0 | 0 | 0 | 0 | 0 | 0 | 0 | 0 | 0 | 0 | 0 | 0 | 0 | 0 | 0 | 0 | 0 | 0 | 0
QLD | Shallow Storage | 71.0044 | 104.2512 | 239.339 | 445.0853 | 504.8814 | 661.319 | 697.2487 | 736.1119 | 779.5249 | 818.4365 | 853.8816 | 888.7013 | 924.3451 | 964.058 | 1008.4133 | 1055.9758 | 1105.16 | 1158.88 | 1216.48 | 1264.827 | 1825.6722
QLD | Medium Storage | 0 | 20 | 20 | 20 | 20 | 45.5656 | 190.2249 | 1084.8416 | 1084.8416 | 1353.1554 | 1353.1554 | 1662.4103 | 1844.4088 | 2018.5874 | 2018.5874 | 2018.5874 | 2018.5874 | 2018.5874 | 2018.5874 | 2018.5874 | 2018.5874
QLD | Deep Storage | 0 | 0 | 0 | 0 | 0 | 0 | 0 | 0 | 0 | 0 | 0 | 48.4588 | 48.4588 | 48.4588 | 553.233 | 553.233 | 853.5134 | 853.5134 | 853.5134 | 957.0712 | 957.0712
QLD | DSP | 19.0175 | 39.6745 | 59.2269 | 78.3939 | 97.6329 | 117.2072 | 139.1414 | 159.1855 | 178.8694 | 198.9791 | 221.1104 | 241.5861 | 263.2425 | 284.8856 | 308.9398 | 330.7283 | 354.816 | 377.087 | 403.8121 | 427.9261 | 451.0132
QLD | New Interconnectors | 0 | 185 | 185 | 185 | 185 | 185 | 185 | 185 | 185 | 185 | 185 | 1007.5 | 1007.5 | 1007.5 | 2462.5 | 2462.5 | 2462.5 | 2462.5 | 2462.5 | 2462.5 | 2462.5
QLD | Retired Dispatchable | 0 | 0 | 280 | 840 | 2240 | 2690 | 2690 | 3775 | 3775 | 4195 | 4195 | 5655 | 5947 | 6064 | 6904 | 6904 | 6990.4 | 6990.4 | 7133.8 | 7133.8 | 7877.8
Total Dispatchable Capacity Built |  | 90.0219 | 163.9257 | 318.5659 | 543.4792 | 622.5143 | 824.0917 | 1026.615 | 1980.139 | 2043.2359 | 2370.571 | 2428.1474 | 2841.1565 | 3080.4553 | 3315.9898 | 3889.1735 | 3958.5245 | 4332.0768 | 4408.0678 | 4492.3929 | 4668.4116 | 5252.3439
Region | Technology | 2022 | 2023 | 2024 | 2025 | 2026 | 2027 | 2028 | 2029 | 2030 | 2031 | 2032 | 2033 | 2034 | 2035 | 2036 | 2037 | 2038 | 2039 | 2040 | 2041 | 2042
VIC | CCGT | 0 | 0 | 0 | 0 | 0 | 0 | 0 | 0 | 0 | 0 | 0 | 0 | 0 | 0 | 0 | 0 | 0 | 0 | 0 | 0 | 0
VIC | Peaking Gas+Liquids | 0 | 0 | 0 | 0 | 0 | 0 | 0 | 0 | 0 | 0 | 0 | 0 | 0 | 0 | 0 | 0 | 0 | 0 | 0 | 0 | 0
VIC | Hydro | 0 | 0 | 0 | 0 | 0 | 0 | 0 | 0 | 0 | 0 | 0 | 0 | 0 | 0 | 0 | 0 | 0 | 0 | 0 | 0 | 0
VIC | Shallow Storage | 68.2046 | 100.7004 | 230.3057 | 428.1594 | 484.6196 | 531.4824 | 564.7887 | 601.23 | 641.5875 | 681.6217 | 718.2836 | 751.698 | 786.0514 | 825.9897 | 871.3026 | 920.1815 | 968.8462 | 1021.001 | 1075.9483 | 1121.3536 | 1168.5141
VIC | Medium Storage | 0 | 0 | 0 | 0 | 0 | 0 | 0 | 0 | 0 | 0 | 0 | 0 | 0 | 0 | 215.0441 | 837.0034 | 837.0034 | 837.0034 | 837.0034 | 837.0034 | 837.0034
VIC | Deep Storage | 0 | 0 | 0 | 0 | 0 | 0 | 0 | 0 | 0 | 0 | 0 | 0 | 0 | 0 | 0 | 0 | 0 | 0 | 0 | 0 | 0
VIC | DSP | -75.0702 | -50.8971 | -26.7503 | -0.17402 | 22.4859 | 47.139 | 71.4247 | 97.7898 | 122.0625 | 148.9433 | 175.9406 | 199.9076 | 224.9553 | 250.9757 | 277.4767 | 308.6126 | 337.4712 | 364.1093 | 398.5551 | 430.7268 | 463.0647
VIC | New Interconnectors | 0 | 85 | 85 | 85 | 85 | 85 | 1950 | 2700 | 2700 | 2700 | 3450 | 3450 | 3450 | 3450 | 3450 | 3450 | 3450 | 3450 | 3450 | 3450 | 3450
VIC | Retired Dispatchable | 0 | 0 | 0 | 0 | 700 | 1790 | 2910 | 3285 | 3660 | 3660 | 3660 | 3660 | 3885 | 3905 | 3905 | 5065 | 5065 | 5065 | 6005 | 6005 | 6005
Total Dispatchable Capacity Built |  | -6.8656 | 49.8033 | 203.5554 | 427.9854 | 507.1055 | 578.6214 | 636.2134 | 699.0198 | 763.65 | 830.565 | 894.2242 | 951.6056 | 1011.0067 | 1076.9654 | 1363.8235 | 2065.7975 | 2143.3208 | 2222.1137 | 2311.5067 | 2389.0838 | 2468.5822
Region | Technology | 2022 | 2023 | 2024 | 2025 | 2026 | 2027 | 2028 | 2029 | 2030 | 2031 | 2032 | 2033 | 2034 | 2035 | 2036 | 2037 | 2038 | 2039 | 2040 | 2041 | 2042
SA | CCGT | 0 | 0 | 0 | 0 | 0 | 0 | 0 | 0 | 0 | 0 | 0 | 0 | 0 | 0 | 0 | 0 | 0 | 0 | 0 | 0 | 0
SA | Peaking Gas+Liquids | 0 | 0 | 0 | 0 | 0 | 0 | 0 | 0 | 0 | 0 | 0 | 0 | 0 | 0 | 0 | 0 | 0 | 0 | 0 | 0 | 0
SA | Hydro | 0 | 0 | 0 | 0 | 0 | 0 | 0 | 0 | 0 | 0 | 0 | 0 | 0 | 0 | 0 | 0 | 0 | 0 | 0 | 0 | 0
SA | Shallow Storage | 41.8823 | 54.0256 | 133.0716 | 237.1021 | 265.2749 | 287.3569 | 302.8642 | 319.8399 | 338.3554 | 353.5202 | 367.8415 | 382.164 | 397.2513 | 414.063 | 433.1052 | 452.7604 | 471.2036 | 490.5891 | 511.0536 | 527.1288 | 1514.188
SA | Medium Storage | 0 | 0 | 0 | 0 | 0 | 0 | 0 | 0 | 0 | 0 | 0 | 0 | 0 | 0 | 0 | 203.0151 | 358.1377 | 358.1377 | 358.1377 | 358.1377 | 358.1377
SA | Deep Storage | 0 | 0 | 0 | 0 | 0 | 0 | 0 | 0 | 0 | 0 | 0 | 0 | 0 | 0 | 0 | 0 | 0 | 0 | 0 | 0 | 0
SA | DSP | 8.0518 | 16.4365 | 24.6252 | 32.8801 | 41.0008 | 49.4041 | 56.9301 | 65.4266 | 74.3533 | 83.1141 | 92.4717 | 101.0728 | 108.1869 | 117.4673 | 125.8551 | 135.9511 | 146.1564 | 154.6938 | 163.6668 | 172.8129 | 184.0967
SA | New Interconnectors | 0 | 0 | 0 | 900 | 900 | 900 | 900 | 900 | 900 | 900 | 900 | 900 | 900 | 900 | 900 | 900 | 900 | 900 | 900 | 900 | 900
SA | Retired Dispatchable | 0 | 240 | 420 | 420 | 420 | 420 | 420 | 420 | 420 | 832.5 | 832.5 | 1066.84 | 1066.84 | 1091.84 | 1971.84 | 1971.84 | 2500.84 | 2500.84 | 2500.84 | 2500.84 | 2500.84
Total Dispatchable Capacity Built |  | 49.9341 | 70.4621 | 157.6968 | 269.9822 | 306.2757 | 336.761 | 359.7944 | 385.2665 | 412.7088 | 436.6342 | 460.3132 | 483.2367 | 505.4382 | 531.5303 | 558.9602 | 791.7266 | 975.4976 | 1003.4206 | 1032.8581 | 1058.0794 | 2056.4224
Region | Technology | 2022 | 2023 | 2024 | 2025 | 2026 | 2027 | 2028 | 2029 | 2030 | 2031 | 2032 | 2033 | 2034 | 2035 | 2036 | 2037 | 2038 | 2039 | 2040 | 2041 | 2042
TAS | CCGT | 0 | 0 | 0 | 0 | 0 | 0 | 0 | 0 | 0 | 0 | 0 | 0 | 0 | 0 | 0 | 0 | 0 | 0 | 0 | 0 | 0
TAS | Peaking Gas+Liquids | 0 | 0 | 0 | 0 | 0 | 0 | 0 | 0 | 0 | 0 | 0 | 0 | 0 | 0 | 0 | 0 | 0 | 0 | 0 | 0 | 0
TAS | Hydro | 0 | 0 | 0 | 0 | 0 | 0 | 0 | 390 | 390 | 390 | 390 | 390 | 390 | 390 | 390 | 390 | 390 | 390 | 390 | 390 | 390
TAS | Shallow Storage | 8.5081 | 11.2062 | 22.7517 | 40.8586 | 45.9579 | 50.0128 | 52.6574 | 55.524 | 58.716 | 61.3898 | 63.6563 | 65.8592 | 68.0878 | 70.7272 | 73.8218 | 77.14 | 80.3704 | 83.7843 | 87.3533 | 90.0755 | 92.8399
TAS | Medium Storage | 0 | 0 | 0 | 0 | 0 | 0 | 0 | 0 | 0 | 0 | 0 | 0 | 0 | 0 | 0 | 0 | 0 | 0 | 0 | 0 | 0
TAS | Deep Storage | 0 | 0 | 0 | 0 | 0 | 0 | 0 | 0 | 0 | 0 | 0 | 131.9554 | 131.9554 | 131.9554 | 131.9554 | 131.9554 | 394.4686 | 394.4686 | 394.4686 | 394.4686 | 394.4686
TAS | DSP | 0.91996 | 2.0794 | 3.1534 | 4.1524 | 5.1212 | 6.2068 | 6.4098 | 8.0808 | 9.695 | 10.7192 | 11.7569 | 12.7142 | 13.7471 | 14.7856 | 15.481 | 16.546 | 17.689 | 18.7717 | 19.9108 | 20.8963 | 22.1327
TAS | New Interconnectors | 0 | 0 | 0 | 0 | 0 | 0 | 0 | 750 | 750 | 750 | 1500 | 1500 | 1500 | 1500 | 1500 | 1500 | 1500 | 1500 | 1500 | 1500 | 1500
TAS | Retired Dispatchable | 0 | 0 | 0 | 0 | 0 | 0 | 0 | 0 | 0 | 0 | 0 | 0 | 0 | 0 | 0 | 0 | 0 | 0 | 0 | 120 | 120
Total Dispatchable Capacity Built |  | 9.4281 | 13.2856 | 25.9051 | 45.011 | 51.0791 | 56.2195 | 59.0672 | 453.6048 | 458.411 | 462.1089 | 465.4132 | 600.5288 | 603.7903 | 607.4683 | 611.2582 | 615.6414 | 882.528 | 887.0246 | 891.7327 | 895.4405 | 899.4412

## REZCapacity_1
Installed capacity by REZ (MW) - Step Change (Counterfactual)
Capacity installed at the beginning of each financial year, i.e. 1st July. Years are financial year ending. This includes the cumulative development of VRE capacity beyond existing and committed projects.
Large-scale Solar
Region | REZ Name | REZ Code | 2022 | 2023 | 2024 | 2025 | 2026 | 2027 | 2028 | 2029 | 2030 | 2031 | 2032 | 2033 | 2034 | 2035 | 2036 | 2037 | 2038 | 2039 | 2040 | 2041 | 2042
QLD | Far North QLD | Q1 | 0 | 55 | 55 | 55 | 55 | 55 | 55 | 55 | 55 | 55 | 55 | 55 | 55 | 55 | 55 | 55 | 55 | 55 | 55 | 55 | 55
QLD | North Qld Clean Energy Hub | Q2 | 0 | 0 | 0 | 0 | 0 | 0 | 0 | 0 | 0 | 0 | 0 | 0 | 0 | 0 | 0 | 0 | 0 | 0 | 0 | 0 | 0
QLD | Northern Qld | Q3 | 0 | 0 | 0 | 0 | 0 | 0 | 0 | 0 | 0 | 0 | 0 | 0 | 0 | 0 | 0 | 0 | 0 | 0 | 0 | 0 | 0
QLD | Isaac | Q4 | 55.2029 | 355 | 355 | 355 | 355 | 355 | 355 | 355 | 355 | 355 | 355 | 355 | 355 | 355 | 355 | 355 | 355 | 355 | 355 | 355 | 355
QLD | Barcaldine | Q5 | 0 | 0 | 0 | 0 | 0 | 0 | 0 | 0 | 0 | 0 | 0 | 0 | 0 | 0 | 0 | 0 | 0 | 0 | 0 | 0 | 0
QLD | Fitzroy | Q6 | 0 | 0 | 0 | 0 | 0 | 0 | 0 | 0 | 0 | 0 | 0 | 0 | 0 | 0 | 0 | 0 | 0 | 0 | 0 | 0 | 0
QLD | Wide Bay | Q7 | 0 | 0 | 440.8896 | 440.8896 | 440.8896 | 440.8896 | 440.8896 | 440.8896 | 440.8896 | 440.8896 | 440.8896 | 440.8896 | 440.8896 | 440.8896 | 440.8896 | 440.8896 | 440.8896 | 440.8896 | 440.8896 | 440.8896 | 440.8896
QLD | Darling Downs | Q8 | 0 | 0 | 125.0642 | 125.0642 | 125.0642 | 125.0642 | 125.0642 | 125.0642 | 125.0642 | 125.0642 | 125.0642 | 125.0642 | 125.0642 | 125.0642 | 125.0642 | 125.0642 | 125.0642 | 125.0642 | 125.0642 | 125.0642 | 125.0642
NSW | North West NSW | N1 | 115 | 115 | 115 | 115 | 115 | 115 | 115 | 115 | 115 | 115 | 115 | 115 | 115 | 115 | 115 | 115 | 115 | 115 | 115 | 115 | 115
NSW | New England | N2 | 300 | 300 | 300 | 300 | 300 | 300 | 300 | 300 | 300 | 300 | 300 | 300 | 300 | 300 | 300 | 300 | 300 | 300 | 300 | 300 | 300
NSW | Central-West Orana | N3 | 700 | 700 | 700 | 700 | 700 | 700 | 700 | 700 | 700 | 700 | 700 | 700 | 700 | 700 | 700 | 700 | 700 | 700 | 700 | 700 | 700
NSW | Southern NSW Tablelands | N4 | 0 | 0 | 0 | 0 | 0 | 0 | 0 | 0 | 0 | 0 | 0 | 0 | 0 | 0 | 0 | 0 | 0 | 0 | 0 | 0 | 0
NSW | Broken Hill | N5 | 0 | 0 | 0 | 0 | 0 | 0 | 0 | 0 | 0 | 0 | 0 | 0 | 0 | 0 | 0 | 0 | 0 | 0 | 0 | 0 | 0
NSW | South West NSW | N6 | 0 | 0 | 0 | 0 | 0 | 0 | 0 | 0 | 0 | 0 | 0 | 0 | 0 | 0 | 0 | 0 | 0 | 0 | 0 | 0 | 0
NSW | Wagga Wagga | N7 | 0 | 0 | 0 | 0 | 0 | 0 | 0 | 0 | 0 | 0 | 0 | 0 | 0 | 0 | 0 | 0 | 0 | 0 | 0 | 0 | 0
NSW | Tumut | N8 | 0 | 0 | 0 | 0 | 0 | 0 | 0 | 0 | 0 | 0 | 0 | 0 | 0 | 0 | 0 | 0 | 0 | 0 | 0 | 0 | 0
NSW | Cooma-Monaro | N9 | 0 | 0 | 0 | 0 | 0 | 0 | 0 | 0 | 0 | 0 | 0 | 0 | 0 | 0 | 0 | 0 | 0 | 0 | 0 | 0 | 0
VIC | Ovens Murray | V1 | 0 | 0 | 0 | 0 | 0 | 0 | 0 | 0 | 0 | 0 | 0 | 0 | 0 | 0 | 0 | 0 | 0 | 0 | 0 | 0 | 0
VIC | Murray River | V2 | 0 | 0 | 0 | 0 | 0 | 0 | 0 | 0 | 0 | 0 | 0 | 0 | 0 | 0 | 0 | 0 | 0 | 0 | 0 | 0 | 0
VIC | Western Victoria | V3 | 0 | 0 | 0 | 0 | 0 | 0 | 0 | 0 | 0 | 0 | 0 | 0 | 0 | 0 | 0 | 0 | 0 | 0 | 0 | 0 | 0
VIC | South West Victoria | V4 | 0 | 0 | 0 | 0 | 0 | 0 | 0 | 0 | 0 | 0 | 0 | 0 | 0 | 0 | 0 | 0 | 0 | 0 | 0 | 0 | 0
VIC | Gippsland | V5 | 0 | 0 | 0 | 0 | 0 | 0 | 0 | 0 | 0 | 0 | 0 | 0 | 0 | 0 | 0 | 0 | 0 | 0 | 0 | 0 | 0
VIC | Central North Vic | V6 | 0 | 0 | 151.8651 | 151.8651 | 400 | 400 | 400 | 400 | 400 | 400 | 400 | 400 | 400 | 400 | 400 | 400 | 400 | 400 | 400 | 400 | 400
SA | South East SA | S1 | 0 | 0 | 55 | 55 | 55 | 55 | 55 | 55 | 55 | 55 | 55 | 55 | 55 | 55 | 55 | 55 | 55 | 55 | 55 | 55 | 55
SA | Riverland | S2 | 0 | 200 | 200 | 200 | 200 | 200 | 200 | 200 | 200 | 200 | 200 | 200 | 200 | 200 | 200 | 200 | 200 | 200 | 200 | 200 | 200
SA | Mid-North SA | S3 | 0 | 0 | 0 | 0 | 0 | 0 | 0 | 0 | 0 | 0 | 0 | 0 | 0 | 0 | 0 | 0 | 0 | 0 | 0 | 0 | 0
SA | Yorke Peninsula | S4 | 0 | 0 | 0 | 0 | 0 | 0 | 0 | 0 | 0 | 0 | 0 | 0 | 0 | 0 | 0 | 0 | 0 | 0 | 0 | 0 | 0
SA | Northern SA | S5 | 0 | 0 | 0 | 0 | 0 | 0 | 0 | 0 | 0 | 0 | 0 | 0 | 0 | 0 | 0 | 0 | 0 | 0 | 0 | 0 | 0
SA | Leigh Creek | S6 | 0 | 0 | 0 | 0 | 0 | 0 | 0 | 0 | 0 | 0 | 0 | 0 | 0 | 0 | 0 | 0 | 0 | 0 | 0 | 0 | 0
SA | Roxby Downs | S7 | 169.3829 | 169.3829 | 169.3829 | 169.3829 | 169.3829 | 169.3829 | 169.3829 | 169.3829 | 169.3829 | 169.3829 | 169.3829 | 169.3829 | 169.3829 | 169.3829 | 169.3829 | 169.3829 | 169.3829 | 169.3829 | 169.3829 | 169.3829 | 169.3829
SA | Eastern Eyre Peninsula | S8 | 0 | 0 | 0 | 0 | 0 | 0 | 0 | 0 | 0 | 0 | 0 | 0 | 0 | 0 | 0 | 0 | 0 | 0 | 0 | 0 | 0
SA | Western Eyre Peninsula | S9 | 0 | 0 | 0 | 0 | 0 | 0 | 0 | 0 | 0 | 0 | 0 | 0 | 0 | 0 | 0 | 0 | 0 | 0 | 0 | 0 | 0
TAS | North East Tasmania | T1 | 0 | 0 | 0 | 0 | 0 | 0 | 0 | 0 | 0 | 0 | 0 | 0 | 0 | 0 | 0 | 0 | 0 | 0 | 0 | 0 | 0
TAS | North West Tasmania | T2 | 0 | 0 | 0 | 0 | 0 | 0 | 0 | 0 | 0 | 0 | 0 | 0 | 0 | 0 | 0 | 0 | 0 | 0 | 0 | 0 | 0
TAS | Tasmania Midlands | T3 | 0 | 0 | 0 | 0 | 0 | 0 | 0 | 0 | 0 | 0 | 0 | 0 | 0 | 0 | 0 | 0 | 0 | 0 | 0 | 0 | 0
Shadow REZs |  |  | 0 | 0 | 0 | 242.3624 | 1392.9541 | 5741.9238 | 5741.9238 | 5741.9238 | 5741.9238 | 5741.9238 | 5741.9238 | 5741.9238 | 5741.9238 | 5741.9238 | 5741.9238 | 5741.9238 | 5741.9238 | 5741.9238 | 5741.9238 | 5741.9238 | 5741.9238
Total Capacity |  |  | 1339.5857 | 1894.3829 | 2667.2017 | 2909.5641 | 4308.2907 | 8657.2604 | 8657.2604 | 8657.2604 | 8657.2604 | 8657.2604 | 8657.2604 | 8657.2604 | 8657.2604 | 8657.2604 | 8657.2604 | 8657.2604 | 8657.2604 | 8657.2604 | 8657.2604 | 8657.2604 | 8657.2604
Wind
Region | REZ Name | REZ Code | 2022 | 2023 | 2024 | 2025 | 2026 | 2027 | 2028 | 2029 | 2030 | 2031 | 2032 | 2033 | 2034 | 2035 | 2036 | 2037 | 2038 | 2039 | 2040 | 2041 | 2042
QLD | Far North QLD | Q1 | 645 | 645 | 645 | 645 | 645 | 645 | 645 | 645 | 645 | 645 | 645 | 645 | 645 | 645 | 645 | 645 | 645 | 645 | 645 | 645 | 645
QLD | North Qld Clean Energy Hub | Q2 | 0 | 0 | 0 | 0 | 0 | 0 | 0 | 0 | 0 | 0 | 0 | 0 | 0 | 0 | 0 | 0 | 0 | 0 | 0 | 0 | 0
QLD | Northern Qld | Q3 | 0 | 0 | 0 | 0 | 0 | 0 | 0 | 0 | 0 | 0 | 0 | 0 | 0 | 0 | 0 | 0 | 0 | 0 | 0 | 0 | 0
QLD | Isaac | Q4 | 791.1488 | 791.1488 | 791.1488 | 791.1488 | 791.1488 | 791.1488 | 791.1488 | 791.1488 | 791.1488 | 791.1488 | 791.1488 | 791.1488 | 791.1488 | 791.1488 | 791.1488 | 791.1488 | 791.1488 | 791.1488 | 791.1488 | 791.1488 | 791.1488
QLD | Barcaldine | Q5 | 0 | 0 | 0 | 0 | 0 | 0 | 0 | 0 | 0 | 0 | 0 | 0 | 0 | 0 | 0 | 0 | 0 | 0 | 0 | 0 | 0
QLD | Fitzroy | Q6 | 653.8512 | 653.8512 | 653.8512 | 653.8512 | 653.8512 | 653.8512 | 653.8512 | 653.8512 | 653.8512 | 653.8512 | 653.8512 | 653.8512 | 653.8512 | 653.8512 | 653.8512 | 653.8512 | 653.8512 | 653.8512 | 653.8512 | 653.8512 | 653.8512
QLD | Wide Bay | Q7 | 0 | 0 | 0 | 0 | 59.1104 | 59.1104 | 59.1104 | 59.1104 | 59.1104 | 59.1104 | 59.1104 | 59.1104 | 59.1104 | 59.1104 | 59.1104 | 59.1104 | 59.1104 | 59.1104 | 59.1104 | 59.1104 | 59.1104
QLD | Darling Downs | Q8 | 1400 | 1740.951 | 2874.9358 | 2874.9358 | 2874.9358 | 2874.9358 | 2874.9358 | 2874.9358 | 2874.9358 | 2874.9358 | 2874.9358 | 2874.9358 | 2874.9358 | 2874.9358 | 2874.9358 | 2874.9358 | 2874.9358 | 2874.9358 | 2874.9358 | 2874.9358 | 2874.9358
NSW | North West NSW | N1 | 0 | 0 | 0 | 0 | 0 | 0 | 0 | 0 | 0 | 0 | 0 | 0 | 0 | 0 | 0 | 0 | 0 | 0 | 0 | 0 | 0
NSW | New England | N2 | 0 | 0 | 0 | 0 | 0 | 0 | 0 | 0 | 0 | 0 | 0 | 0 | 0 | 0 | 0 | 0 | 0 | 0 | 0 | 0 | 0
NSW | Central-West Orana | N3 | 0 | 0 | 0 | 0 | 0 | 0 | 0 | 0 | 0 | 0 | 0 | 0 | 0 | 0 | 0 | 0 | 0 | 0 | 0 | 0 | 0
NSW | Southern NSW Tablelands | N4 | 0 | 228 | 228 | 228 | 228 | 228 | 228 | 228 | 228 | 228 | 228 | 228 | 228 | 228 | 228 | 228 | 228 | 228 | 228 | 228 | 228
NSW | Broken Hill | N5 | 0 | 0 | 0 | 0 | 0 | 0 | 0 | 0 | 0 | 0 | 0 | 0 | 0 | 0 | 0 | 0 | 0 | 0 | 0 | 0 | 0
NSW | South West NSW | N6 | 0 | 0 | 0 | 0 | 0 | 0 | 0 | 0 | 0 | 0 | 0 | 0 | 0 | 0 | 0 | 0 | 0 | 0 | 0 | 0 | 0
NSW | Wagga Wagga | N7 | 0 | 0 | 0 | 0 | 0 | 0 | 0 | 0 | 0 | 0 | 0 | 0 | 0 | 0 | 0 | 0 | 0 | 0 | 0 | 0 | 0
NSW | Tumut | N8 | 0 | 0 | 0 | 0 | 0 | 0 | 0 | 0 | 0 | 0 | 0 | 0 | 0 | 0 | 0 | 0 | 0 | 0 | 0 | 0 | 0
NSW | Cooma-Monaro | N9 | 200 | 200 | 200 | 200 | 200 | 200 | 200 | 200 | 200 | 200 | 200 | 200 | 200 | 200 | 200 | 200 | 200 | 200 | 200 | 200 | 200
VIC | Ovens Murray | V1 | 0 | 0 | 0 | 0 | 0 | 0 | 0 | 0 | 0 | 0 | 0 | 0 | 0 | 0 | 0 | 0 | 0 | 0 | 0 | 0 | 0
VIC | Murray River | V2 | 0 | 0 | 0 | 0 | 0 | 0 | 0 | 0 | 0 | 0 | 0 | 0 | 0 | 0 | 0 | 0 | 0 | 0 | 0 | 0 | 0
VIC | Western Victoria | V3 | 450 | 450 | 450 | 450 | 450 | 450 | 450 | 450 | 450 | 450 | 450 | 450 | 450 | 450 | 450 | 450 | 450 | 450 | 450 | 450 | 450
VIC | South West Victoria | V4 | 0 | 151.2 | 151.2 | 151.2 | 434.6143 | 750 | 750 | 750 | 750 | 750 | 750 | 750 | 750 | 750 | 750 | 750 | 750 | 750 | 750 | 750 | 750
VIC | Gippsland | V5 | 0 | 0 | 0 | 0 | 212.26 | 2000 | 2000 | 2000 | 2000 | 2000 | 2000 | 2000 | 2000 | 2000 | 2000 | 2000 | 2000 | 2000 | 2000 | 2000 | 2000
VIC | Central North Vic | V6 | 0 | 0 | 0 | 0 | 206.6896 | 400 | 400 | 400 | 400 | 400 | 400 | 400 | 400 | 400 | 400 | 400 | 400 | 400 | 400 | 400 | 400
SA | South East SA | S1 | 0 | 0 | 0 | 0 | 0 | 0 | 0 | 0 | 0 | 0 | 0 | 0 | 0 | 0 | 0 | 0 | 0 | 0 | 0 | 0 | 0
SA | Riverland | S2 | 0 | 0 | 0 | 0 | 0 | 0 | 0 | 0 | 0 | 0 | 0 | 0 | 0 | 0 | 0 | 0 | 0 | 0 | 0 | 0 | 0
SA | Mid-North SA | S3 | 570.2799 | 830.6171 | 830.6171 | 830.6171 | 830.6171 | 830.6171 | 830.6171 | 830.6171 | 830.6171 | 830.6171 | 830.6171 | 830.6171 | 830.6171 | 830.6171 | 830.6171 | 830.6171 | 830.6171 | 830.6171 | 830.6171 | 830.6171 | 830.6171
SA | Yorke Peninsula | S4 | 0 | 0 | 0 | 0 | 0 | 0 | 0 | 0 | 0 | 0 | 0 | 0 | 0 | 0 | 0 | 0 | 0 | 0 | 0 | 0 | 0
SA | Northern SA | S5 | 0 | 0 | 0 | 0 | 0 | 0 | 0 | 0 | 0 | 0 | 0 | 0 | 0 | 0 | 0 | 0 | 0 | 0 | 0 | 0 | 0
SA | Leigh Creek | S6 | 0 | 0 | 0 | 0 | 0 | 0 | 0 | 0 | 0 | 0 | 0 | 0 | 0 | 0 | 0 | 0 | 0 | 0 | 0 | 0 | 0
SA | Roxby Downs | S7 | 0 | 0 | 0 | 0 | 0 | 0 | 0 | 0 | 0 | 0 | 0 | 0 | 0 | 0 | 0 | 0 | 0 | 0 | 0 | 0 | 0
SA | Eastern Eyre Peninsula | S8 | 0 | 0 | 0 | 0 | 0 | 0 | 0 | 0 | 0 | 0 | 0 | 0 | 0 | 0 | 0 | 0 | 0 | 0 | 0 | 0 | 0
SA | Western Eyre Peninsula | S9 | 0 | 0 | 0 | 0 | 0 | 0 | 0 | 0 | 0 | 0 | 0 | 0 | 0 | 0 | 0 | 0 | 0 | 0 | 0 | 0 | 0
TAS | North East Tasmania | T1 | 0 | 0 | 0 | 0 | 0 | 49.5123 | 250 | 250 | 250 | 250 | 250 | 250 | 250 | 250 | 250 | 250 | 250 | 250 | 250 | 250 | 250
TAS | North West Tasmania | T2 | 0 | 0 | 0 | 0 | 0 | 0 | 340 | 340 | 340 | 340 | 340 | 340 | 340 | 340 | 340 | 340 | 340 | 340 | 340 | 340 | 340
TAS | Tasmania Midlands | T3 | 206.6219 | 436.3087 | 436.3087 | 436.3087 | 436.3087 | 480 | 480 | 480 | 480 | 480 | 480 | 480 | 480 | 480 | 480 | 480 | 480 | 480 | 480 | 480 | 480
Shadow REZs |  |  | 0 | 0 | 0 | 3722.2201 | 3722.2201 | 6963.3272 | 7202.922 | 7202.922 | 7202.922 | 7202.922 | 7202.922 | 7202.922 | 7202.922 | 7202.922 | 8572.922 | 8572.922 | 8572.922 | 8572.922 | 8572.922 | 8572.922 | 8572.922
Total Capacity |  |  | 4916.9018 | 6127.0769 | 7261.0616 | 10983.2817 | 11744.7561 | 17375.5028 | 18155.5853 | 18155.5853 | 18155.5853 | 18155.5853 | 18155.5853 | 18155.5853 | 18155.5853 | 18155.5853 | 19525.5853 | 19525.5853 | 19525.5853 | 19525.5853 | 19525.5853 | 19525.5853 | 19525.5853
Large-scale Solar and Wind (Utility)
Region | REZ Name | REZ Code | 2022 | 2023 | 2024 | 2025 | 2026 | 2027 | 2028 | 2029 | 2030 | 2031 | 2032 | 2033 | 2034 | 2035 | 2036 | 2037 | 2038 | 2039 | 2040 | 2041 | 2042
QLD | Far North QLD | Q1 | 645 | 700 | 700 | 700 | 700 | 700 | 700 | 700 | 700 | 700 | 700 | 700 | 700 | 700 | 700 | 700 | 700 | 700 | 700 | 700 | 700
QLD | North Qld Clean Energy Hub | Q2 | 0 | 0 | 0 | 0 | 0 | 0 | 0 | 0 | 0 | 0 | 0 | 0 | 0 | 0 | 0 | 0 | 0 | 0 | 0 | 0 | 0
QLD | Northern Qld | Q3 | 0 | 0 | 0 | 0 | 0 | 0 | 0 | 0 | 0 | 0 | 0 | 0 | 0 | 0 | 0 | 0 | 0 | 0 | 0 | 0 | 0
QLD | Isaac | Q4 | 846.3516 | 1146.1488 | 1146.1488 | 1146.1488 | 1146.1488 | 1146.1488 | 1146.1488 | 1146.1488 | 1146.1488 | 1146.1488 | 1146.1488 | 1146.1488 | 1146.1488 | 1146.1488 | 1146.1488 | 1146.1488 | 1146.1488 | 1146.1488 | 1146.1488 | 1146.1488 | 1146.1488
QLD | Barcaldine | Q5 | 0 | 0 | 0 | 0 | 0 | 0 | 0 | 0 | 0 | 0 | 0 | 0 | 0 | 0 | 0 | 0 | 0 | 0 | 0 | 0 | 0
QLD | Fitzroy | Q6 | 653.8512 | 653.8512 | 653.8512 | 653.8512 | 653.8512 | 653.8512 | 653.8512 | 653.8512 | 653.8512 | 653.8512 | 653.8512 | 653.8512 | 653.8512 | 653.8512 | 653.8512 | 653.8512 | 653.8512 | 653.8512 | 653.8512 | 653.8512 | 653.8512
QLD | Wide Bay | Q7 | 0 | 0 | 440.8896 | 440.8896 | 500 | 500 | 500 | 500 | 500 | 500 | 500 | 500 | 500 | 500 | 500 | 500 | 500 | 500 | 500 | 500 | 500
QLD | Darling Downs | Q8 | 1400 | 1740.951 | 3000 | 3000 | 3000 | 3000 | 3000 | 3000 | 3000 | 3000 | 3000 | 3000 | 3000 | 3000 | 3000 | 3000 | 3000 | 3000 | 3000 | 3000 | 3000
NSW | North West NSW | N1 | 115 | 115 | 115 | 115 | 115 | 115 | 115 | 115 | 115 | 115 | 115 | 115 | 115 | 115 | 115 | 115 | 115 | 115 | 115 | 115 | 115
NSW | New England | N2 | 300 | 300 | 300 | 300 | 300 | 300 | 300 | 300 | 300 | 300 | 300 | 300 | 300 | 300 | 300 | 300 | 300 | 300 | 300 | 300 | 300
NSW | Central-West Orana | N3 | 700 | 700 | 700 | 700 | 700 | 700 | 700 | 700 | 700 | 700 | 700 | 700 | 700 | 700 | 700 | 700 | 700 | 700 | 700 | 700 | 700
NSW | Southern NSW Tablelands | N4 | 0 | 228 | 228 | 228 | 228 | 228 | 228 | 228 | 228 | 228 | 228 | 228 | 228 | 228 | 228 | 228 | 228 | 228 | 228 | 228 | 228
NSW | Broken Hill | N5 | 0 | 0 | 0 | 0 | 0 | 0 | 0 | 0 | 0 | 0 | 0 | 0 | 0 | 0 | 0 | 0 | 0 | 0 | 0 | 0 | 0
NSW | South West NSW | N6 | 0 | 0 | 0 | 0 | 0 | 0 | 0 | 0 | 0 | 0 | 0 | 0 | 0 | 0 | 0 | 0 | 0 | 0 | 0 | 0 | 0
NSW | Wagga Wagga | N7 | 0 | 0 | 0 | 0 | 0 | 0 | 0 | 0 | 0 | 0 | 0 | 0 | 0 | 0 | 0 | 0 | 0 | 0 | 0 | 0 | 0
NSW | Tumut | N8 | 0 | 0 | 0 | 0 | 0 | 0 | 0 | 0 | 0 | 0 | 0 | 0 | 0 | 0 | 0 | 0 | 0 | 0 | 0 | 0 | 0
NSW | Cooma-Monaro | N9 | 200 | 200 | 200 | 200 | 200 | 200 | 200 | 200 | 200 | 200 | 200 | 200 | 200 | 200 | 200 | 200 | 200 | 200 | 200 | 200 | 200
VIC | Ovens Murray | V1 | 0 | 0 | 0 | 0 | 0 | 0 | 0 | 0 | 0 | 0 | 0 | 0 | 0 | 0 | 0 | 0 | 0 | 0 | 0 | 0 | 0
VIC | Murray River | V2 | 0 | 0 | 0 | 0 | 0 | 0 | 0 | 0 | 0 | 0 | 0 | 0 | 0 | 0 | 0 | 0 | 0 | 0 | 0 | 0 | 0
VIC | Western Victoria | V3 | 450 | 450 | 450 | 450 | 450 | 450 | 450 | 450 | 450 | 450 | 450 | 450 | 450 | 450 | 450 | 450 | 450 | 450 | 450 | 450 | 450
VIC | South West Victoria | V4 | 0 | 151.2 | 151.2 | 151.2 | 434.6143 | 750 | 750 | 750 | 750 | 750 | 750 | 750 | 750 | 750 | 750 | 750 | 750 | 750 | 750 | 750 | 750
VIC | Gippsland | V5 | 0 | 0 | 0 | 0 | 212.26 | 2000 | 2000 | 2000 | 2000 | 2000 | 2000 | 2000 | 2000 | 2000 | 2000 | 2000 | 2000 | 2000 | 2000 | 2000 | 2000
VIC | Central North Vic | V6 | 0 | 0 | 151.8651 | 151.8651 | 606.6896 | 800 | 800 | 800 | 800 | 800 | 800 | 800 | 800 | 800 | 800 | 800 | 800 | 800 | 800 | 800 | 800
SA | South East SA | S1 | 0 | 0 | 55 | 55 | 55 | 55 | 55 | 55 | 55 | 55 | 55 | 55 | 55 | 55 | 55 | 55 | 55 | 55 | 55 | 55 | 55
SA | Riverland | S2 | 0 | 200 | 200 | 200 | 200 | 200 | 200 | 200 | 200 | 200 | 200 | 200 | 200 | 200 | 200 | 200 | 200 | 200 | 200 | 200 | 200
SA | Mid-North SA | S3 | 570.2799 | 830.6171 | 830.6171 | 830.6171 | 830.6171 | 830.6171 | 830.6171 | 830.6171 | 830.6171 | 830.6171 | 830.6171 | 830.6171 | 830.6171 | 830.6171 | 830.6171 | 830.6171 | 830.6171 | 830.6171 | 830.6171 | 830.6171 | 830.6171
SA | Yorke Peninsula | S4 | 0 | 0 | 0 | 0 | 0 | 0 | 0 | 0 | 0 | 0 | 0 | 0 | 0 | 0 | 0 | 0 | 0 | 0 | 0 | 0 | 0
SA | Northern SA | S5 | 0 | 0 | 0 | 0 | 0 | 0 | 0 | 0 | 0 | 0 | 0 | 0 | 0 | 0 | 0 | 0 | 0 | 0 | 0 | 0 | 0
SA | Leigh Creek | S6 | 0 | 0 | 0 | 0 | 0 | 0 | 0 | 0 | 0 | 0 | 0 | 0 | 0 | 0 | 0 | 0 | 0 | 0 | 0 | 0 | 0
SA | Roxby Downs | S7 | 169.3829 | 169.3829 | 169.3829 | 169.3829 | 169.3829 | 169.3829 | 169.3829 | 169.3829 | 169.3829 | 169.3829 | 169.3829 | 169.3829 | 169.3829 | 169.3829 | 169.3829 | 169.3829 | 169.3829 | 169.3829 | 169.3829 | 169.3829 | 169.3829
SA | Eastern Eyre Peninsula | S8 | 0 | 0 | 0 | 0 | 0 | 0 | 0 | 0 | 0 | 0 | 0 | 0 | 0 | 0 | 0 | 0 | 0 | 0 | 0 | 0 | 0
SA | Western Eyre Peninsula | S9 | 0 | 0 | 0 | 0 | 0 | 0 | 0 | 0 | 0 | 0 | 0 | 0 | 0 | 0 | 0 | 0 | 0 | 0 | 0 | 0 | 0
TAS | North East Tasmania | T1 | 0 | 0 | 0 | 0 | 0 | 49.5123 | 250 | 250 | 250 | 250 | 250 | 250 | 250 | 250 | 250 | 250 | 250 | 250 | 250 | 250 | 250
TAS | North West Tasmania | T2 | 0 | 0 | 0 | 0 | 0 | 0 | 340 | 340 | 340 | 340 | 340 | 340 | 340 | 340 | 340 | 340 | 340 | 340 | 340 | 340 | 340
TAS | Tasmania Midlands | T3 | 206.6219 | 436.3087 | 436.3087 | 436.3087 | 436.3087 | 480 | 480 | 480 | 480 | 480 | 480 | 480 | 480 | 480 | 480 | 480 | 480 | 480 | 480 | 480 | 480
Shadow REZs |  |  | 0 | 0 | 0 | 3964.5825 | 5115.1742 | 12705.251 | 12944.8457 | 12944.8457 | 12944.8457 | 12944.8457 | 12944.8457 | 12944.8457 | 12944.8457 | 12944.8457 | 14314.8457 | 14314.8457 | 14314.8457 | 14314.8457 | 14314.8457 | 14314.8457 | 14314.8457
Total Capacity |  |  | 6256.4875 | 8021.4597 | 9928.2633 | 13892.8459 | 16053.0468 | 26032.7633 | 26812.8457 | 26812.8457 | 26812.8457 | 26812.8457 | 26812.8457 | 26812.8457 | 26812.8457 | 26812.8457 | 28182.8457 | 28182.8457 | 28182.8457 | 28182.8457 | 28182.8457 | 28182.8457 | 28182.8457

## REZCapacity_2
Installed capacity by REZ (MW) - Step Change (DP8)
Capacity installed at the beginning of each financial year, i.e. 1st July. Years are financial year ending. This includes the cumulative development of VRE capacity beyond existing and committed projects.
Large-scale Solar
Region | REZ Name | REZ Code | 2022 | 2023 | 2024 | 2025 | 2026 | 2027 | 2028 | 2029 | 2030 | 2031 | 2032 | 2033 | 2034 | 2035 | 2036 | 2037 | 2038 | 2039 | 2040 | 2041 | 2042
QLD | Far North QLD | Q1 | 0 | 55 | 55 | 55 | 55 | 55 | 55 | 55 | 55 | 55 | 55 | 55 | 55 | 55 | 55 | 55 | 55 | 55 | 55 | 55 | 55
QLD | North Qld Clean Energy Hub | Q2 | 0 | 0 | 0 | 0 | 0 | 0 | 0 | 0 | 0 | 0 | 0 | 0 | 0 | 0 | 0 | 0 | 0 | 0 | 0 | 0 | 0
QLD | Northern Qld | Q3 | 0 | 0 | 0 | 0 | 0 | 0 | 0 | 0 | 0 | 0 | 0 | 0 | 0 | 0 | 0 | 0 | 0 | 0 | 0 | 0 | 0
QLD | Isaac | Q4 | 0 | 355 | 355 | 355 | 355 | 355 | 355 | 355 | 355 | 355 | 355 | 355 | 355 | 355 | 355 | 355 | 355 | 355 | 355 | 355 | 355
QLD | Barcaldine | Q5 | 0 | 0 | 0 | 0 | 0 | 0 | 0 | 0 | 0 | 0 | 0 | 0 | 0 | 0 | 0 | 0 | 0 | 0 | 0 | 0 | 0
QLD | Fitzroy | Q6 | 0 | 0 | 0 | 0 | 0 | 0 | 0 | 0 | 0 | 0 | 0 | 0 | 0 | 0 | 0 | 0 | 0 | 0 | 0 | 0 | 0
QLD | Wide Bay | Q7 | 0 | 0 | 0 | 0 | 0 | 0 | 0 | 0 | 0 | 85.1777 | 200 | 200 | 200 | 200 | 200 | 200 | 200 | 200 | 200 | 200 | 200
QLD | Darling Downs | Q8 | 0 | 0 | 0 | 0 | 0 | 0 | 284.9249 | 340.7242 | 954.3237 | 1474.8696 | 1474.8696 | 2813.5801 | 4241.3353 | 4733.0534 | 6058.8231 | 6058.8231 | 6723.6713 | 6813.6409 | 6986.2894 | 7700 | 7700
NSW | North West NSW | N1 | 0 | 115 | 115 | 115 | 115 | 115 | 115 | 115 | 115 | 115 | 1100 | 1100 | 1607.1576 | 1607.1576 | 4253.2528 | 4472.5379 | 4472.5379 | 4472.5379 | 4472.5379 | 5435.0319 | 5435.0319
NSW | New England | N2 | 0 | 115 | 300 | 300 | 300 | 300 | 300 | 300 | 300 | 300 | 300 | 300 | 300 | 300 | 300 | 300 | 300 | 300 | 300 | 300 | 300
NSW | Central-West Orana | N3 | 0 | 150 | 150 | 150 | 1596.2519 | 1764.7753 | 1764.7753 | 1764.7753 | 1764.7753 | 2200 | 2200 | 2200 | 2200 | 2200 | 2200 | 2200 | 4672.3953 | 4672.3953 | 4672.3953 | 4672.3953 | 4672.3953
NSW | Southern NSW Tablelands | N4 | 0 | 0 | 0 | 0 | 0 | 0 | 0 | 0 | 0 | 0 | 0 | 0 | 0 | 0 | 0 | 0 | 0 | 0 | 0 | 0 | 0
NSW | Broken Hill | N5 | 0 | 0 | 0 | 0 | 0 | 0 | 0 | 0 | 0 | 0 | 0 | 0 | 0 | 0 | 0 | 0 | 0 | 0 | 0 | 0 | 0
NSW | South West NSW | N6 | 0 | 0 | 0 | 0 | 0 | 600 | 600 | 600 | 600 | 600 | 600 | 600 | 600 | 600 | 600 | 600 | 600 | 600 | 600 | 600 | 600
NSW | Wagga Wagga | N7 | 0 | 0 | 0 | 0 | 0 | 90.3352 | 1000 | 1000 | 1000 | 1000 | 1000 | 1000 | 1000 | 1000 | 1000 | 1000 | 1000 | 1000 | 1000 | 1000 | 1000
NSW | Tumut | N8 | 0 | 0 | 0 | 0 | 0 | 0 | 0 | 0 | 0 | 0 | 0 | 0 | 0 | 0 | 0 | 0 | 0 | 0 | 0 | 0 | 0
NSW | Cooma-Monaro | N9 | 0 | 0 | 0 | 0 | 0 | 0 | 0 | 0 | 0 | 0 | 0 | 0 | 0 | 0 | 0 | 0 | 0 | 0 | 0 | 0 | 0
VIC | Ovens Murray | V1 | 0 | 0 | 0 | 0 | 0 | 0 | 0 | 0 | 0 | 0 | 0 | 0 | 0 | 0 | 0 | 0 | 0 | 0 | 0 | 0 | 0
VIC | Murray River | V2 | 0 | 0 | 0 | 0 | 0 | 352.4068 | 380 | 380 | 380 | 380 | 380 | 380 | 380 | 380 | 380 | 380 | 380 | 380 | 380 | 380 | 380
VIC | Western Victoria | V3 | 0 | 0 | 0 | 0 | 0 | 0 | 400 | 400 | 400 | 400 | 400 | 400 | 400 | 400 | 400 | 400 | 400 | 400 | 400 | 400 | 400
VIC | South West Victoria | V4 | 0 | 0 | 0 | 0 | 0 | 0 | 0 | 0 | 0 | 0 | 0 | 0 | 0 | 0 | 0 | 0 | 0 | 0 | 0 | 0 | 0
VIC | Gippsland | V5 | 0 | 0 | 0 | 0 | 0 | 0 | 0 | 0 | 0 | 0 | 0 | 0 | 0 | 0 | 0 | 0 | 0 | 0 | 0 | 0 | 0
VIC | Central North Vic | V6 | 0 | 0 | 0 | 0 | 0 | 0 | 0 | 0 | 0 | 0 | 0 | 1427.2817 | 1427.2817 | 1427.2817 | 1900 | 1900 | 1900 | 1900 | 1900 | 1900 | 1900
SA | South East SA | S1 | 0 | 0 | 0 | 0 | 0 | 0 | 0 | 0 | 0 | 0 | 0 | 0 | 0 | 0 | 0 | 0 | 0 | 0 | 0 | 0 | 0
SA | Riverland | S2 | 0 | 0 | 0 | 0 | 213.1991 | 965.9664 | 1000 | 1000 | 1000 | 1000 | 1000 | 1000 | 1000 | 1000 | 1000 | 1000 | 1000 | 1000 | 1000 | 1000 | 1000
SA | Mid-North SA | S3 | 0 | 0 | 0 | 0 | 0 | 0 | 0 | 0 | 0 | 0 | 0 | 0 | 0 | 0 | 0 | 0 | 0 | 0 | 0 | 0 | 0
SA | Yorke Peninsula | S4 | 0 | 0 | 0 | 0 | 0 | 0 | 0 | 0 | 0 | 0 | 0 | 0 | 0 | 0 | 0 | 0 | 0 | 0 | 0 | 0 | 0
SA | Northern SA | S5 | 0 | 0 | 0 | 0 | 0 | 0 | 0 | 0 | 0 | 0 | 0 | 0 | 0 | 0 | 0 | 0 | 0 | 0 | 0 | 0 | 0
SA | Leigh Creek | S6 | 0 | 0 | 0 | 0 | 0 | 0 | 0 | 0 | 0 | 0 | 0 | 0 | 0 | 0 | 0 | 0 | 0 | 0 | 0 | 0 | 0
SA | Roxby Downs | S7 | 0 | 0 | 0 | 0 | 0 | 0 | 0 | 0 | 0 | 0 | 0 | 0 | 0 | 0 | 0 | 0 | 221.5949 | 221.5949 | 522.281 | 522.281 | 522.281
SA | Eastern Eyre Peninsula | S8 | 0 | 0 | 0 | 0 | 0 | 0 | 0 | 0 | 0 | 0 | 0 | 0 | 0 | 0 | 0 | 0 | 0 | 0 | 0 | 0 | 0
SA | Western Eyre Peninsula | S9 | 0 | 0 | 0 | 0 | 0 | 0 | 0 | 0 | 0 | 0 | 0 | 0 | 0 | 0 | 0 | 0 | 0 | 0 | 0 | 0 | 0
TAS | North East Tasmania | T1 | 0 | 0 | 0 | 0 | 0 | 0 | 0 | 0 | 0 | 0 | 0 | 0 | 0 | 0 | 0 | 0 | 0 | 0 | 0 | 0 | 0
TAS | North West Tasmania | T2 | 0 | 0 | 0 | 0 | 0 | 0 | 16.8524 | 16.8524 | 16.8524 | 16.8524 | 16.8524 | 16.8524 | 16.8524 | 16.8524 | 16.8524 | 16.8524 | 150 | 150 | 150 | 150 | 150
TAS | Tasmania Midlands | T3 | 0 | 0 | 0 | 0 | 0 | 0 | 0 | 0 | 0 | 0 | 0 | 0 | 0 | 0 | 0 | 0 | 0 | 0 | 0 | 0 | 0
Total Capacity |  |  | 0 | 790 | 975 | 975 | 2634.451 | 4598.4837 | 6271.5526 | 6327.352 | 6940.9515 | 7981.8998 | 9081.7221 | 11847.7143 | 13782.6271 | 14274.3452 | 18718.9283 | 18938.2134 | 22430.1993 | 22520.169 | 22993.5036 | 24669.7082 | 24669.7082
Wind
Region | REZ Name | REZ Code | 2022 | 2023 | 2024 | 2025 | 2026 | 2027 | 2028 | 2029 | 2030 | 2031 | 2032 | 2033 | 2034 | 2035 | 2036 | 2037 | 2038 | 2039 | 2040 | 2041 | 2042
QLD | Far North QLD | Q1 | 0 | 0 | 0 | 0 | 645 | 645 | 645 | 645 | 645 | 840.6265 | 840.6265 | 1090 | 1090 | 1090 | 2072.9959 | 2072.9959 | 2400 | 2400 | 2400 | 2400 | 2400
QLD | North Qld Clean Energy Hub | Q2 | 0 | 0 | 0 | 0 | 0 | 0 | 0 | 0 | 0 | 0 | 0 | 0 | 0 | 0 | 0 | 0 | 0 | 0 | 0 | 0 | 0
QLD | Northern Qld | Q3 | 0 | 0 | 0 | 0 | 0 | 0 | 0 | 0 | 0 | 0 | 0 | 0 | 0 | 0 | 0 | 0 | 0 | 0 | 0 | 0 | 0
QLD | Isaac | Q4 | 0 | 0 | 0 | 0 | 966.2118 | 966.2118 | 966.2118 | 1000 | 1000 | 1000 | 1000 | 1000 | 1000 | 1000 | 1000 | 1000 | 1000 | 1000 | 1000 | 1000 | 1000
QLD | Barcaldine | Q5 | 0 | 0 | 0 | 0 | 0 | 0 | 0 | 0 | 0 | 0 | 0 | 0 | 0 | 0 | 0 | 0 | 0 | 0 | 0 | 0 | 0
QLD | Fitzroy | Q6 | 0 | 0 | 0 | 0 | 0 | 478.7882 | 478.7882 | 478.7882 | 478.7882 | 900 | 900 | 900 | 900 | 900 | 900 | 900 | 900 | 900 | 900 | 900 | 900
QLD | Wide Bay | Q7 | 0 | 0 | 0 | 0 | 0 | 0 | 0 | 0 | 300 | 300 | 300 | 300 | 300 | 300 | 300 | 300 | 300 | 300 | 300 | 300 | 300
QLD | Darling Downs | Q8 | 0 | 500 | 500 | 500 | 500 | 1400 | 1400 | 1525.1304 | 1525.1304 | 1525.1304 | 1525.1304 | 3664.4705 | 3664.4705 | 3664.4705 | 4054.8595 | 4385.3948 | 5284.1378 | 5284.1378 | 5284.1378 | 5284.1378 | 5284.1378
NSW | North West NSW | N1 | 0 | 0 | 0 | 0 | 0 | 0 | 0 | 0 | 0 | 0 | 0 | 0 | 0 | 0 | 0 | 0 | 0 | 0 | 0 | 0 | 0
NSW | New England | N2 | 0 | 0 | 0 | 0 | 0 | 0 | 0 | 0 | 0 | 1345.5974 | 2259.9049 | 3871.4889 | 4330.3418 | 4330.3418 | 4798.5192 | 4798.5192 | 4979.1586 | 4979.1586 | 4979.1586 | 4979.1586 | 4979.1586
NSW | Central-West Orana | N3 | 0 | 0 | 0 | 0 | 0 | 0 | 800 | 800 | 800 | 800 | 800 | 800 | 800 | 800 | 2413.9461 | 2413.9461 | 2413.9461 | 2413.9461 | 2413.9461 | 2413.9461 | 2413.9461
NSW | Southern NSW Tablelands | N4 | 0 | 227 | 228 | 228 | 228 | 228 | 228 | 228 | 228 | 228 | 228 | 228 | 228 | 228 | 228 | 228 | 228 | 228 | 228 | 228 | 228
NSW | Broken Hill | N5 | 0 | 0 | 0 | 0 | 0 | 0 | 0 | 0 | 0 | 0 | 0 | 0 | 0 | 0 | 0 | 0 | 0 | 0 | 0 | 0 | 0
NSW | South West NSW | N6 | 0 | 0 | 0 | 0 | 0 | 0 | 0 | 0 | 0 | 0 | 0 | 0 | 0 | 0 | 0 | 0 | 0 | 0 | 0 | 0 | 0
NSW | Wagga Wagga | N7 | 0 | 0 | 0 | 0 | 0 | 0 | 0 | 0 | 0 | 0 | 0 | 0 | 0 | 0 | 0 | 0 | 0 | 0 | 0 | 0 | 0
NSW | Tumut | N8 | 0 | 0 | 0 | 0 | 0 | 0 | 0 | 0 | 0 | 0 | 0 | 0 | 0 | 0 | 0 | 0 | 0 | 0 | 0 | 0 | 0
NSW | Cooma-Monaro | N9 | 0 | 0 | 107.1895 | 107.1895 | 107.1895 | 107.1895 | 200 | 200 | 200 | 200 | 300 | 300 | 300 | 300 | 300 | 300 | 300 | 300 | 300 | 300 | 300
VIC | Ovens Murray | V1 | 0 | 0 | 0 | 0 | 0 | 0 | 0 | 0 | 0 | 0 | 0 | 0 | 0 | 0 | 0 | 0 | 0 | 0 | 0 | 0 | 0
VIC | Murray River | V2 | 0 | 0 | 0 | 0 | 0 | 0 | 0 | 0 | 0 | 0 | 0 | 0 | 0 | 0 | 0 | 0 | 0 | 0 | 0 | 0 | 0
VIC | Western Victoria | V3 | 0 | 209 | 209 | 209 | 209 | 209 | 700 | 700 | 700 | 1050 | 1050 | 1050 | 1050 | 1050 | 1050 | 1050 | 1050 | 1050 | 1050 | 1050 | 1050
VIC | South West Victoria | V4 | 0 | 151.2 | 151.2 | 151.2 | 151.2 | 151.2 | 750 | 750 | 750 | 897.2325 | 897.2325 | 897.2325 | 897.2325 | 897.2325 | 930.3989 | 1737.9265 | 2030.2192 | 2030.2192 | 2826.8916 | 3569.2438 | 3569.2438
VIC | Gippsland | V5 | 0 | 0 | 0 | 0 | 0 | 0 | 0 | 0 | 0 | 0 | 0 | 0 | 0 | 0 | 58.7992 | 528.0161 | 1228.2951 | 1228.2951 | 1228.2951 | 1228.2951 | 1228.2951
VIC | Central North Vic | V6 | 0 | 0 | 0 | 0 | 0 | 0 | 400 | 400 | 400 | 400 | 400 | 400 | 400 | 400 | 400 | 400 | 400 | 400 | 400 | 400 | 400
SA | South East SA | S1 | 0 | 0 | 0 | 0 | 0 | 0 | 55 | 55 | 55 | 154.9459 | 660.7001 | 660.7001 | 660.7001 | 660.7001 | 660.7001 | 660.7001 | 800 | 800 | 800 | 800 | 800
SA | Riverland | S2 | 0 | 0 | 0 | 0 | 0 | 0 | 0 | 0 | 0 | 0 | 0 | 0 | 0 | 0 | 0 | 0 | 0 | 0 | 0 | 0 | 0
SA | Mid-North SA | S3 | 0 | 0 | 0 | 0 | 27.2371 | 490.7127 | 1000 | 1000 | 1000 | 1000 | 1000 | 1000 | 1000 | 1000 | 1000 | 1000 | 1200 | 1200 | 1200 | 1200 | 1200
SA | Yorke Peninsula | S4 | 0 | 0 | 0 | 0 | 0 | 0 | 0 | 0 | 0 | 0 | 0 | 0 | 0 | 0 | 337.0436 | 559.0549 | 559.0549 | 559.0549 | 559.0549 | 918.0845 | 918.0845
SA | Northern SA | S5 | 0 | 0 | 0 | 0 | 0 | 0 | 0 | 0 | 0 | 0 | 0 | 0 | 0 | 0 | 0 | 0 | 0 | 0 | 0 | 0 | 0
SA | Leigh Creek | S6 | 0 | 0 | 0 | 0 | 0 | 0 | 0 | 0 | 0 | 0 | 0 | 0 | 0 | 0 | 0 | 0 | 0 | 0 | 0 | 0 | 0
SA | Roxby Downs | S7 | 0 | 0 | 0 | 0 | 0 | 0 | 0 | 0 | 0 | 0 | 0 | 0 | 0 | 0 | 0 | 0 | 0 | 0 | 0 | 0 | 0
SA | Eastern Eyre Peninsula | S8 | 0 | 0 | 0 | 0 | 0 | 0 | 0 | 0 | 0 | 0 | 0 | 0 | 0 | 0 | 0 | 0 | 0 | 0 | 0 | 0 | 0
SA | Western Eyre Peninsula | S9 | 0 | 0 | 0 | 0 | 0 | 0 | 0 | 0 | 0 | 0 | 0 | 0 | 0 | 0 | 0 | 0 | 0 | 0 | 0 | 0 | 0
TAS | North East Tasmania | T1 | 0 | 0 | 0 | 0 | 0 | 0 | 0 | 0 | 0 | 0 | 250 | 250 | 250 | 250 | 250 | 250 | 250 | 250 | 250 | 250 | 250
TAS | North West Tasmania | T2 | 0 | 0 | 0 | 0 | 0 | 0 | 0 | 0 | 0 | 0 | 0 | 0 | 0 | 0 | 0 | 0 | 0 | 0 | 0 | 0 | 0
TAS | Tasmania Midlands | T3 | 0 | 0 | 117.7553 | 243.599 | 378.7184 | 519.8631 | 784.915 | 822.3517 | 1020 | 1772.9239 | 1775.629 | 2369.0185 | 2369.0185 | 2369.0185 | 2369.0185 | 2369.0185 | 2437.4287 | 2437.4287 | 2437.4287 | 2437.4287 | 2437.4287
Total Capacity |  |  | 0 | 1087.2 | 1313.1448 | 1438.9885 | 3212.5568 | 5195.9653 | 8407.915 | 8604.2702 | 9101.9185 | 12414.4566 | 14187.2234 | 18780.9105 | 19239.7635 | 19239.7635 | 23124.281 | 24953.5721 | 27760.2404 | 27760.2404 | 28556.9128 | 29658.2946 | 29658.2946
Large-scale Solar and Wind (Utility)
Region | REZ Name | REZ Code | 2022 | 2023 | 2024 | 2025 | 2026 | 2027 | 2028 | 2029 | 2030 | 2031 | 2032 | 2033 | 2034 | 2035 | 2036 | 2037 | 2038 | 2039 | 2040 | 2041 | 2042
QLD | Far North QLD | Q1 | 0 | 55 | 55 | 55 | 700 | 700 | 700 | 700 | 700 | 895.6265 | 895.6265 | 1145 | 1145 | 1145 | 2127.9959 | 2127.9959 | 2455 | 2455 | 2455 | 2455 | 2455
QLD | North Qld Clean Energy Hub | Q2 | 0 | 0 | 0 | 0 | 0 | 0 | 0 | 0 | 0 | 0 | 0 | 0 | 0 | 0 | 0 | 0 | 0 | 0 | 0 | 0 | 0
QLD | Northern Qld | Q3 | 0 | 0 | 0 | 0 | 0 | 0 | 0 | 0 | 0 | 0 | 0 | 0 | 0 | 0 | 0 | 0 | 0 | 0 | 0 | 0 | 0
QLD | Isaac | Q4 | 0 | 355 | 355 | 355 | 1321.2118 | 1321.2118 | 1321.2118 | 1355 | 1355 | 1355 | 1355 | 1355 | 1355 | 1355 | 1355 | 1355 | 1355 | 1355 | 1355 | 1355 | 1355
QLD | Barcaldine | Q5 | 0 | 0 | 0 | 0 | 0 | 0 | 0 | 0 | 0 | 0 | 0 | 0 | 0 | 0 | 0 | 0 | 0 | 0 | 0 | 0 | 0
QLD | Fitzroy | Q6 | 0 | 0 | 0 | 0 | 0 | 478.7882 | 478.7882 | 478.7882 | 478.7882 | 900 | 900 | 900 | 900 | 900 | 900 | 900 | 900 | 900 | 900 | 900 | 900
QLD | Wide Bay | Q7 | 0 | 0 | 0 | 0 | 0 | 0 | 0 | 0 | 300 | 385.1777 | 500 | 500 | 500 | 500 | 500 | 500 | 500 | 500 | 500 | 500 | 500
QLD | Darling Downs | Q8 | 0 | 500 | 500 | 500 | 500 | 1400 | 1684.9249 | 1865.8546 | 2479.4541 | 3000 | 3000 | 6478.0507 | 7905.8058 | 8397.524 | 10113.6825 | 10444.2179 | 12007.809 | 12097.7787 | 12270.4272 | 12984.1378 | 12984.1378
NSW | North West NSW | N1 | 0 | 115 | 115 | 115 | 115 | 115 | 115 | 115 | 115 | 115 | 1100 | 1100 | 1607.1576 | 1607.1576 | 4253.2528 | 4472.5379 | 4472.5379 | 4472.5379 | 4472.5379 | 5435.0319 | 5435.0319
NSW | New England | N2 | 0 | 115 | 300 | 300 | 300 | 300 | 300 | 300 | 300 | 1645.5974 | 2559.9049 | 4171.4889 | 4630.3418 | 4630.3418 | 5098.5192 | 5098.5192 | 5279.1586 | 5279.1586 | 5279.1586 | 5279.1586 | 5279.1586
NSW | Central-West Orana | N3 | 0 | 150 | 150 | 150 | 1596.2519 | 1764.7753 | 2564.7753 | 2564.7753 | 2564.7753 | 3000 | 3000 | 3000 | 3000 | 3000 | 4613.9461 | 4613.9461 | 7086.3414 | 7086.3414 | 7086.3414 | 7086.3414 | 7086.3414
NSW | Southern NSW Tablelands | N4 | 0 | 227 | 228 | 228 | 228 | 228 | 228 | 228 | 228 | 228 | 228 | 228 | 228 | 228 | 228 | 228 | 228 | 228 | 228 | 228 | 228
NSW | Broken Hill | N5 | 0 | 0 | 0 | 0 | 0 | 0 | 0 | 0 | 0 | 0 | 0 | 0 | 0 | 0 | 0 | 0 | 0 | 0 | 0 | 0 | 0
NSW | South West NSW | N6 | 0 | 0 | 0 | 0 | 0 | 600 | 600 | 600 | 600 | 600 | 600 | 600 | 600 | 600 | 600 | 600 | 600 | 600 | 600 | 600 | 600
NSW | Wagga Wagga | N7 | 0 | 0 | 0 | 0 | 0 | 90.3352 | 1000 | 1000 | 1000 | 1000 | 1000 | 1000 | 1000 | 1000 | 1000 | 1000 | 1000 | 1000 | 1000 | 1000 | 1000
NSW | Tumut | N8 | 0 | 0 | 0 | 0 | 0 | 0 | 0 | 0 | 0 | 0 | 0 | 0 | 0 | 0 | 0 | 0 | 0 | 0 | 0 | 0 | 0
NSW | Cooma-Monaro | N9 | 0 | 0 | 107.1895 | 107.1895 | 107.1895 | 107.1895 | 200 | 200 | 200 | 200 | 300 | 300 | 300 | 300 | 300 | 300 | 300 | 300 | 300 | 300 | 300
VIC | Ovens Murray | V1 | 0 | 0 | 0 | 0 | 0 | 0 | 0 | 0 | 0 | 0 | 0 | 0 | 0 | 0 | 0 | 0 | 0 | 0 | 0 | 0 | 0
VIC | Murray River | V2 | 0 | 0 | 0 | 0 | 0 | 352.4068 | 380 | 380 | 380 | 380 | 380 | 380 | 380 | 380 | 380 | 380 | 380 | 380 | 380 | 380 | 380
VIC | Western Victoria | V3 | 0 | 209 | 209 | 209 | 209 | 209 | 1100 | 1100 | 1100 | 1450 | 1450 | 1450 | 1450 | 1450 | 1450 | 1450 | 1450 | 1450 | 1450 | 1450 | 1450
VIC | South West Victoria | V4 | 0 | 151.2 | 151.2 | 151.2 | 151.2 | 151.2 | 750 | 750 | 750 | 897.2325 | 897.2325 | 897.2325 | 897.2325 | 897.2325 | 930.3989 | 1737.9265 | 2030.2192 | 2030.2192 | 2826.8916 | 3569.2438 | 3569.2438
VIC | Gippsland | V5 | 0 | 0 | 0 | 0 | 0 | 0 | 0 | 0 | 0 | 0 | 0 | 0 | 0 | 0 | 58.7992 | 528.0161 | 1228.2951 | 1228.2951 | 1228.2951 | 1228.2951 | 1228.2951
VIC | Central North Vic | V6 | 0 | 0 | 0 | 0 | 0 | 0 | 400 | 400 | 400 | 400 | 400 | 1827.2817 | 1827.2817 | 1827.2817 | 2300 | 2300 | 2300 | 2300 | 2300 | 2300 | 2300
SA | South East SA | S1 | 0 | 0 | 0 | 0 | 0 | 0 | 55 | 55 | 55 | 154.9459 | 660.7001 | 660.7001 | 660.7001 | 660.7001 | 660.7001 | 660.7001 | 800 | 800 | 800 | 800 | 800
SA | Riverland | S2 | 0 | 0 | 0 | 0 | 213.1991 | 965.9664 | 1000 | 1000 | 1000 | 1000 | 1000 | 1000 | 1000 | 1000 | 1000 | 1000 | 1000 | 1000 | 1000 | 1000 | 1000
SA | Mid-North SA | S3 | 0 | 0 | 0 | 0 | 27.2371 | 490.7127 | 1000 | 1000 | 1000 | 1000 | 1000 | 1000 | 1000 | 1000 | 1000 | 1000 | 1200 | 1200 | 1200 | 1200 | 1200
SA | Yorke Peninsula | S4 | 0 | 0 | 0 | 0 | 0 | 0 | 0 | 0 | 0 | 0 | 0 | 0 | 0 | 0 | 337.0436 | 559.0549 | 559.0549 | 559.0549 | 559.0549 | 918.0845 | 918.0845
SA | Northern SA | S5 | 0 | 0 | 0 | 0 | 0 | 0 | 0 | 0 | 0 | 0 | 0 | 0 | 0 | 0 | 0 | 0 | 0 | 0 | 0 | 0 | 0
SA | Leigh Creek | S6 | 0 | 0 | 0 | 0 | 0 | 0 | 0 | 0 | 0 | 0 | 0 | 0 | 0 | 0 | 0 | 0 | 0 | 0 | 0 | 0 | 0
SA | Roxby Downs | S7 | 0 | 0 | 0 | 0 | 0 | 0 | 0 | 0 | 0 | 0 | 0 | 0 | 0 | 0 | 0 | 0 | 221.5949 | 221.5949 | 522.281 | 522.281 | 522.281
SA | Eastern Eyre Peninsula | S8 | 0 | 0 | 0 | 0 | 0 | 0 | 0 | 0 | 0 | 0 | 0 | 0 | 0 | 0 | 0 | 0 | 0 | 0 | 0 | 0 | 0
SA | Western Eyre Peninsula | S9 | 0 | 0 | 0 | 0 | 0 | 0 | 0 | 0 | 0 | 0 | 0 | 0 | 0 | 0 | 0 | 0 | 0 | 0 | 0 | 0 | 0
TAS | North East Tasmania | T1 | 0 | 0 | 0 | 0 | 0 | 0 | 0 | 0 | 0 | 0 | 250 | 250 | 250 | 250 | 250 | 250 | 250 | 250 | 250 | 250 | 250
TAS | North West Tasmania | T2 | 0 | 0 | 0 | 0 | 0 | 0 | 16.8524 | 16.8524 | 16.8524 | 16.8524 | 16.8524 | 16.8524 | 16.8524 | 16.8524 | 16.8524 | 16.8524 | 150 | 150 | 150 | 150 | 150
TAS | Tasmania Midlands | T3 | 0 | 0 | 117.7553 | 243.599 | 378.7184 | 519.8631 | 784.915 | 822.3517 | 1020 | 1772.9239 | 1775.629 | 2369.0185 | 2369.0185 | 2369.0185 | 2369.0185 | 2369.0185 | 2437.4287 | 2437.4287 | 2437.4287 | 2437.4287 | 2437.4287
Total Capacity |  |  | 0 | 1877.2 | 2288.1448 | 2413.9885 | 5847.0079 | 9794.449 | 14679.4676 | 14931.6222 | 16042.87 | 20396.3564 | 23268.9455 | 30628.6248 | 33022.3906 | 33514.1087 | 41843.2093 | 43891.7855 | 50190.4397 | 50280.4094 | 51550.4164 | 54328.0028 | 54328.0028

## REZGeneration_1
Annual as-generated generation by REZ (GWh) - Step Change (Counterfactual)
Years are financial year ending.
Large-scale Solar
Region | REZ Name | REZ Code | 2022 | 2023 | 2024 | 2025 | 2026 | 2027 | 2028 | 2029 | 2030 | 2031 | 2032 | 2033 | 2034 | 2035 | 2036 | 2037 | 2038 | 2039 | 2040 | 2041 | 2042
QLD | Far North QLD | Q1 | 0 | 140.8879 | 136.4075 | 139.1336 | 141.4809 | 138.7521 | 141.4105 | 120.7583 | 132.4248 | 134.3101 | 131.3179 | 141.253 | 137.0701 | 138.2684 | 140.9981 | 138.4301 | 140.6534 | 120.8234 | 132.7379 | 133.4909 | 130.3987
QLD | North Qld Clean Energy Hub | Q2 | 0 | 0 | 0 | 0 | 0 | 0 | 0 | 0 | 0 | 0 | 0 | 0 | 0 | 0 | 0 | 0 | 0 | 0 | 0 | 0 | 0
QLD | Northern Qld | Q3 | 0 | 0 | 0 | 0 | 0 | 0 | 0 | 0 | 0 | 0 | 0 | 0 | 0 | 0 | 0 | 0 | 0 | 0 | 0 | 0 | 0
QLD | Isaac | Q4 | 142.8187 | 943.8288 | 939.864 | 931.4833 | 942.5551 | 948.5184 | 948.6625 | 776.5078 | 875.6631 | 885.0212 | 918.6915 | 948.5429 | 940.6204 | 930.1574 | 943.1131 | 940.4122 | 945.9594 | 776.763 | 876.7998 | 882.6435 | 914.8727
QLD | Barcaldine | Q5 | 0 | 0 | 0 | 0 | 0 | 0 | 0 | 0 | 0 | 0 | 0 | 0 | 0 | 0 | 0 | 0 | 0 | 0 | 0 | 0 | 0
QLD | Fitzroy | Q6 | 0 | 0 | 0 | 0 | 0 | 0 | 0 | 0 | 0 | 0 | 0 | 0 | 0 | 0 | 0 | 0 | 0 | 0 | 0 | 0 | 0
QLD | Wide Bay | Q7 | 0 | 0 | 1102.9401 | 1129.1918 | 1141.8774 | 1144.9724 | 1121.9845 | 917.616 | 1031.3513 | 1056.6236 | 1137.8516 | 1123.0389 | 1105.5859 | 1136.917 | 1145.4839 | 1145.0984 | 1114.2649 | 922.9449 | 1035.5245 | 1049.1331 | 1135.3773
QLD | Darling Downs | Q8 | 0 | 0 | 321.5583 | 324.0221 | 334.1256 | 334.5772 | 331.9266 | 279.1674 | 302.9199 | 314.0365 | 335.2555 | 332.263 | 322.815 | 325.1485 | 335.171 | 333.9081 | 329.5205 | 281.5781 | 303.8052 | 312.4258 | 332.9923
NSW | North West NSW | N1 | 319.2787 | 314.7508 | 315.5549 | 305.9138 | 327.1153 | 328.8207 | 318.7599 | 277.3019 | 291.3292 | 308.1046 | 320.6875 | 318.3106 | 315.906 | 307.7533 | 327.3721 | 329.0927 | 316.3464 | 278.2499 | 292.6406 | 307.4813 | 319.6384
NSW | New England | N2 | 787.0503 | 755.6986 | 762.8357 | 715.6314 | 778.2737 | 764.71 | 768.1774 | 646.6859 | 692.3333 | 722.0868 | 786.6446 | 767.9768 | 767.2178 | 723.3239 | 780.7286 | 765.8197 | 763.4758 | 651.0926 | 693.0074 | 718.5143 | 784.1394
NSW | Central-West Orana | N3 | 1761.3584 | 1742.4725 | 1710.9924 | 1694.9411 | 1784.115 | 1765.5975 | 1768.9866 | 1529.6111 | 1590.3711 | 1699.2738 | 1774.0799 | 1767.9561 | 1709.558 | 1690.7913 | 1785.3786 | 1767.8901 | 1758.0806 | 1541.5561 | 1596.8562 | 1699.3152 | 1769.9112
NSW | Southern NSW Tablelands | N4 | 0 | 0 | 0 | 0 | 0 | 0 | 0 | 0 | 0 | 0 | 0 | 0 | 0 | 0 | 0 | 0 | 0 | 0 | 0 | 0 | 0
NSW | Broken Hill | N5 | 0 | 0 | 0 | 0 | 0 | 0 | 0 | 0 | 0 | 0 | 0 | 0 | 0 | 0 | 0 | 0 | 0 | 0 | 0 | 0 | 0
NSW | South West NSW | N6 | 0 | 0 | 0 | 0 | 0 | 0 | 0 | 0 | 0 | 0 | 0 | 0 | 0 | 0 | 0 | 0 | 0 | 0 | 0 | 0 | 0
NSW | Wagga Wagga | N7 | 0 | 0 | 0 | 0 | 0 | 0 | 0 | 0 | 0 | 0 | 0 | 0 | 0 | 0 | 0 | 0 | 0 | 0 | 0 | 0 | 0
NSW | Tumut | N8 | 0 | 0 | 0 | 0 | 0 | 0 | 0 | 0 | 0 | 0 | 0 | 0 | 0 | 0 | 0 | 0 | 0 | 0 | 0 | 0 | 0
NSW | Cooma-Monaro | N9 | 0 | 0 | 0 | 0 | 0 | 0 | 0 | 0 | 0 | 0 | 0 | 0 | 0 | 0 | 0 | 0 | 0 | 0 | 0 | 0 | 0
VIC | Ovens Murray | V1 | 0 | 0 | 0 | 0 | 0 | 0 | 0 | 0 | 0 | 0 | 0 | 0 | 0 | 0 | 0 | 0 | 0 | 0 | 0 | 0 | 0
VIC | Murray River | V2 | 0 | 0 | 0 | 0 | 0 | 0 | 0 | 0 | 0 | 0 | 0 | 0 | 0 | 0 | 0 | 0 | 0 | 0 | 0 | 0 | 0
VIC | Western Victoria | V3 | 0 | 0 | 0 | 0 | 0 | 0 | 0 | 0 | 0 | 0 | 0 | 0 | 0 | 0 | 0 | 0 | 0 | 0 | 0 | 0 | 0
VIC | South West Victoria | V4 | 0 | 0 | 0 | 0 | 0 | 0 | 0 | 0 | 0 | 0 | 0 | 0 | 0 | 0 | 0 | 0 | 0 | 0 | 0 | 0 | 0
VIC | Gippsland | V5 | 0 | 0 | 0 | 0 | 0 | 0 | 0 | 0 | 0 | 0 | 0 | 0 | 0 | 0 | 0 | 0 | 0 | 0 | 0 | 0 | 0
VIC | Central North Vic | V6 | 0 | 0 | 325.7824 | 318.229 | 947.5099 | 960.3225 | 908.5564 | 820.9655 | 848.25 | 823.4488 | 797.3731 | 860.9806 | 824.0923 | 798.7843 | 930.5144 | 944.9988 | 880.3578 | 820.7554 | 848.7569 | 831.1475 | 811.0068
SA | South East SA | S1 | 0 | 0 | 129.3922 | 122.7832 | 122.6319 | 111.8493 | 120.0294 | 116.1065 | 125.4926 | 120.4753 | 119.8673 | 127.4013 | 127.8564 | 120.9279 | 122.4684 | 124.3105 | 130.162 | 118.3141 | 124.3054 | 123.4695 | 122.8145
SA | Riverland | S2 | 0 | 523.5124 | 504.9501 | 510.0878 | 506.2836 | 495.9524 | 503.9674 | 483.6029 | 497.1606 | 484.5569 | 496.9551 | 523.0764 | 503.7228 | 505.4054 | 507.2222 | 524.3704 | 523.1694 | 486.1858 | 493.4225 | 490.1244 | 499.7237
SA | Mid-North SA | S3 | 0 | 0 | 0 | 0 | 0 | 0 | 0 | 0 | 0 | 0 | 0 | 0 | 0 | 0 | 0 | 0 | 0 | 0 | 0 | 0 | 0
SA | Yorke Peninsula | S4 | 0 | 0 | 0 | 0 | 0 | 0 | 0 | 0 | 0 | 0 | 0 | 0 | 0 | 0 | 0 | 0 | 0 | 0 | 0 | 0 | 0
SA | Northern SA | S5 | 0 | 0 | 0 | 0 | 0 | 0 | 0 | 0 | 0 | 0 | 0 | 0 | 0 | 0 | 0 | 0 | 0 | 0 | 0 | 0 | 0
SA | Leigh Creek | S6 | 0 | 0 | 0 | 0 | 0 | 0 | 0 | 0 | 0 | 0 | 0 | 0 | 0 | 0 | 0 | 0 | 0 | 0 | 0 | 0 | 0
SA | Roxby Downs | S7 | 478.6845 | 489.4246 | 464.2222 | 480.6413 | 474.2232 | 463.3375 | 475.1506 | 448.8776 | 463.6794 | 455.0506 | 468.7858 | 476.1549 | 458.6036 | 474.4411 | 475.0752 | 487.7927 | 487.8506 | 452.7834 | 464.3945 | 464.4182 | 479.9182
SA | Eastern Eyre Peninsula | S8 | 0 | 0 | 0 | 0 | 0 | 0 | 0 | 0 | 0 | 0 | 0 | 0 | 0 | 0 | 0 | 0 | 0 | 0 | 0 | 0 | 0
SA | Western Eyre Peninsula | S9 | 0 | 0 | 0 | 0 | 0 | 0 | 0 | 0 | 0 | 0 | 0 | 0 | 0 | 0 | 0 | 0 | 0 | 0 | 0 | 0 | 0
TAS | North East Tasmania | T1 | 0 | 0 | 0 | 0 | 0 | 0 | 0 | 0 | 0 | 0 | 0 | 0 | 0 | 0 | 0 | 0 | 0 | 0 | 0 | 0 | 0
TAS | North West Tasmania | T2 | 0 | 0 | 0 | 0 | 0 | 0 | 0 | 0 | 0 | 0 | 0 | 0 | 0 | 0 | 0 | 0 | 0 | 0 | 0 | 0 | 0
TAS | Tasmania Midlands | T3 | 0 | 0 | 0 | 0 | 0 | 0 | 0 | 0 | 0 | 0 | 0 | 0 | 0 | 0 | 0 | 0 | 0 | 0 | 0 | 0 | 0
Shadow REZs |  |  | 0 | 0 | 0 | 586.8429 | 2981.9751 | 11905.0882 | 12187.9709 | 10859.1763 | 10940.7831 | 11583.0471 | 11547.7833 | 12020.6408 | 11701.1947 | 11569.6896 | 12003.6276 | 11823.2737 | 12149.8121 | 10912.387 | 11050.9487 | 11561.5007 | 11597.8825
Total Generation |  |  | 3489.1905 | 4910.5756 | 6714.4998 | 7258.9014 | 10482.1666 | 19362.4981 | 19595.5827 | 17276.377 | 17791.7583 | 18586.0352 | 18835.293 | 19407.5953 | 18914.243 | 18721.6079 | 19497.1531 | 19325.3974 | 19539.6528 | 17363.4339 | 17913.1998 | 18573.6643 | 18898.6756
Wind
Region | REZ Name | REZ Code | 2022 | 2023 | 2024 | 2025 | 2026 | 2027 | 2028 | 2029 | 2030 | 2031 | 2032 | 2033 | 2034 | 2035 | 2036 | 2037 | 2038 | 2039 | 2040 | 2041 | 2042
QLD | Far North QLD | Q1 | 3110.4999 | 2963.2201 | 2629.6041 | 2644.27 | 3083.4622 | 3130.3898 | 3162.422 | 3000.1121 | 3136.3417 | 3269.7414 | 3234.3531 | 3330.488 | 2978.1935 | 3041.096 | 3290.0765 | 3279.8685 | 3364.8032 | 3033.8392 | 3221.3483 | 3318.4261 | 3205.5909
QLD | North Qld Clean Energy Hub | Q2 | 0 | 0 | 0 | 0 | 0 | 0 | 0 | 0 | 0 | 0 | 0 | 0 | 0 | 0 | 0 | 0 | 0 | 0 | 0 | 0 | 0
QLD | Northern Qld | Q3 | 0 | 0 | 0 | 0 | 0 | 0 | 0 | 0 | 0 | 0 | 0 | 0 | 0 | 0 | 0 | 0 | 0 | 0 | 0 | 0 | 0
QLD | Isaac | Q4 | 2943.9049 | 2730.7946 | 2593.6034 | 2676.6906 | 2764.0063 | 2976.2812 | 2822.5491 | 2788.0762 | 2748.1578 | 2825.6087 | 3019.1093 | 2854.2086 | 2707.4532 | 2836.4235 | 2885.5281 | 3000.4018 | 2878.5845 | 2799.9553 | 2765.4754 | 2857.3758 | 2991.6564
QLD | Barcaldine | Q5 | 0 | 0 | 0 | 0 | 0 | 0 | 0 | 0 | 0 | 0 | 0 | 0 | 0 | 0 | 0 | 0 | 0 | 0 | 0 | 0 | 0
QLD | Fitzroy | Q6 | 2324.1311 | 2262.0372 | 2141.4939 | 2216.8119 | 2237.8972 | 2485.1671 | 2344.7821 | 2453.3147 | 2466.149 | 2399.1234 | 2422.2874 | 2413.6422 | 2308.9334 | 2438.0623 | 2381.8829 | 2548.5707 | 2432.2508 | 2480.5609 | 2484.3382 | 2429.4318 | 2399.1833
QLD | Wide Bay | Q7 | 0 | 0 | 0 | 0 | 170.0386 | 185.7944 | 168.2087 | 174.0601 | 181.1516 | 180.468 | 174.4957 | 173.4833 | 169.5607 | 172.5376 | 180.4619 | 191.3114 | 174.2073 | 178.0376 | 181.0848 | 182.6878 | 172.5155
QLD | Darling Downs | Q8 | 4879.6839 | 6042.5605 | 9376.0333 | 8998.9893 | 9750.359 | 10459.3989 | 9712.4652 | 10130.6319 | 9908.2778 | 9926.652 | 9483.3696 | 9806.4627 | 9646.1401 | 9416.6523 | 10019.7534 | 10595.5862 | 9816.5012 | 10194.1294 | 9915.7231 | 9965.2937 | 9415.3259
NSW | North West NSW | N1 | 0 | 0 | 0 | 0 | 0 | 0 | 0 | 0 | 0 | 0 | 0 | 0 | 0 | 0 | 0 | 0 | 0 | 0 | 0 | 0 | 0
NSW | New England | N2 | 0 | 0 | 0 | 0 | 0 | 0 | 0 | 0 | 0 | 0 | 0 | 0 | 0 | 0 | 0 | 0 | 0 | 0 | 0 | 0 | 0
NSW | Central-West Orana | N3 | 0 | 0 | 0 | 0 | 0 | 0 | 0 | 0 | 0 | 0 | 0 | 0 | 0 | 0 | 0 | 0 | 0 | 0 | 0 | 0 | 0
NSW | Southern NSW Tablelands | N4 | 0 | 776.1466 | 817.2725 | 831.3108 | 854.8983 | 771.867 | 788.1422 | 813.8264 | 765.3099 | 819.5575 | 855.6413 | 778.7964 | 815.5358 | 840.112 | 842.8966 | 767.7395 | 778.8038 | 807.2126 | 765.0018 | 816.8945 | 857.2811
NSW | Broken Hill | N5 | 0 | 0 | 0 | 0 | 0 | 0 | 0 | 0 | 0 | 0 | 0 | 0 | 0 | 0 | 0 | 0 | 0 | 0 | 0 | 0 | 0
NSW | South West NSW | N6 | 0 | 0 | 0 | 0 | 0 | 0 | 0 | 0 | 0 | 0 | 0 | 0 | 0 | 0 | 0 | 0 | 0 | 0 | 0 | 0 | 0
NSW | Wagga Wagga | N7 | 0 | 0 | 0 | 0 | 0 | 0 | 0 | 0 | 0 | 0 | 0 | 0 | 0 | 0 | 0 | 0 | 0 | 0 | 0 | 0 | 0
NSW | Tumut | N8 | 0 | 0 | 0 | 0 | 0 | 0 | 0 | 0 | 0 | 0 | 0 | 0 | 0 | 0 | 0 | 0 | 0 | 0 | 0 | 0 | 0
NSW | Cooma-Monaro | N9 | 672.1869 | 595.1085 | 642.9902 | 610.3805 | 676.0061 | 608.7213 | 596.1155 | 613.9453 | 590.9448 | 637.2886 | 674.2096 | 615.0989 | 652.2109 | 662.2368 | 679.5863 | 644.6886 | 614.7598 | 614.2049 | 602.7587 | 634.5394 | 676.6329
VIC | Ovens Murray | V1 | 0 | 0 | 0 | 0 | 0 | 0 | 0 | 0 | 0 | 0 | 0 | 0 | 0 | 0 | 0 | 0 | 0 | 0 | 0 | 0 | 0
VIC | Murray River | V2 | 0 | 0 | 0 | 0 | 0 | 0 | 0 | 0 | 0 | 0 | 0 | 0 | 0 | 0 | 0 | 0 | 0 | 0 | 0 | 0 | 0
VIC | Western Victoria | V3 | 1506.234 | 1358.0309 | 1323.311 | 1293.4853 | 1380.0916 | 1211.7697 | 1165.1343 | 990.7175 | 1020.3001 | 927.2394 | 859.0117 | 768.6003 | 847.8518 | 781.7225 | 757.8524 | 845.8884 | 880.9214 | 939.2387 | 998.8134 | 937.1778 | 890.2286
VIC | South West Victoria | V4 | 0 | 447.7745 | 459.4433 | 483.2364 | 1432.2492 | 2204.7574 | 1987.5122 | 1891.1755 | 1931.7755 | 1828.2998 | 1800.5349 | 1430.3106 | 1559.1409 | 1540.3578 | 1679.3381 | 1678.5595 | 1562.2532 | 1723.6023 | 1847.4643 | 1913.8906 | 1889.9855
VIC | Gippsland | V5 | 0 | 0 | 0 | 0 | 612.2077 | 5009.6237 | 5040.4642 | 4946.8838 | 4833.8758 | 4647.6831 | 5306.1064 | 4176.6965 | 4406.2675 | 4586.7526 | 4715.0751 | 4616.1287 | 4491.227 | 4785.3666 | 4854.4508 | 4864.8203 | 5526.668
VIC | Central North Vic | V6 | 0 | 0 | 0 | 0 | 512.9551 | 891.2671 | 938.2058 | 800.9605 | 776.6085 | 715.2761 | 675.6923 | 676.2929 | 706.82 | 633.7645 | 617.2708 | 661.9205 | 755.9001 | 752.6642 | 754.9072 | 703.4395 | 724.5457
SA | South East SA | S1 | 0 | 0 | 0 | 0 | 0 | 0 | 0 | 0 | 0 | 0 | 0 | 0 | 0 | 0 | 0 | 0 | 0 | 0 | 0 | 0 | 0
SA | Riverland | S2 | 0 | 0 | 0 | 0 | 0 | 0 | 0 | 0 | 0 | 0 | 0 | 0 | 0 | 0 | 0 | 0 | 0 | 0 | 0 | 0 | 0
SA | Mid-North SA | S3 | 1774.8624 | 2360.51 | 2329.8014 | 2310.7438 | 2539.3129 | 2391.8634 | 2242.9589 | 2293.3772 | 2315.3743 | 2208.0581 | 2108.7803 | 2131.4615 | 2228.5279 | 2028.8486 | 2420.6521 | 2350.5541 | 2259.9364 | 2417.8298 | 2477.9402 | 2365.615 | 2299.8669
SA | Yorke Peninsula | S4 | 0 | 0 | 0 | 0 | 0 | 0 | 0 | 0 | 0 | 0 | 0 | 0 | 0 | 0 | 0 | 0 | 0 | 0 | 0 | 0 | 0
SA | Northern SA | S5 | 0 | 0 | 0 | 0 | 0 | 0 | 0 | 0 | 0 | 0 | 0 | 0 | 0 | 0 | 0 | 0 | 0 | 0 | 0 | 0 | 0
SA | Leigh Creek | S6 | 0 | 0 | 0 | 0 | 0 | 0 | 0 | 0 | 0 | 0 | 0 | 0 | 0 | 0 | 0 | 0 | 0 | 0 | 0 | 0 | 0
SA | Roxby Downs | S7 | 0 | 0 | 0 | 0 | 0 | 0 | 0 | 0 | 0 | 0 | 0 | 0 | 0 | 0 | 0 | 0 | 0 | 0 | 0 | 0 | 0
SA | Eastern Eyre Peninsula | S8 | 0 | 0 | 0 | 0 | 0 | 0 | 0 | 0 | 0 | 0 | 0 | 0 | 0 | 0 | 0 | 0 | 0 | 0 | 0 | 0 | 0
SA | Western Eyre Peninsula | S9 | 0 | 0 | 0 | 0 | 0 | 0 | 0 | 0 | 0 | 0 | 0 | 0 | 0 | 0 | 0 | 0 | 0 | 0 | 0 | 0 | 0
TAS | North East Tasmania | T1 | 0 | 0 | 0 | 0 | 0 | 190.1766 | 725.2192 | 718.2727 | 857.8229 | 881.63 | 980.3482 | 934.6171 | 894.0126 | 982.5654 | 929.5169 | 957.7585 | 939.154 | 922.7683 | 870.8942 | 586.8631 | 606.1446
TAS | North West Tasmania | T2 | 0 | 0 | 0 | 0 | 0 | 0 | 1001.3794 | 952.4915 | 1243.883 | 1289.2631 | 1449.7007 | 1356.2523 | 1275.5912 | 1354.5313 | 1414.8964 | 1381.2725 | 1360.0015 | 1377.8894 | 1364.3358 | 796.3822 | 815.1904
TAS | Tasmania Midlands | T3 | 961.1192 | 1971.8593 | 1877.2865 | 1989.0199 | 1999.6407 | 2289.9565 | 2036.1704 | 2112.751 | 2160.9428 | 2183.8312 | 2266.6888 | 2196.2839 | 2085.6339 | 2225.1528 | 2240.9118 | 2301.6924 | 2215.7199 | 2182.4811 | 2178.3812 | 1943.3115 | 1979.1762
Shadow REZs |  |  | 0 | 0 | 0 | 10991.8102 | 11265.4918 | 21115.5327 | 20429.6353 | 22104.1449 | 20156.4158 | 20664.8604 | 19797.4848 | 20098.1813 | 20617.5651 | 21234.4711 | 25457.127 | 25774.7364 | 24353.3673 | 26468.7765 | 24185.1324 | 24773.2393 | 23599.8608
Total Generation |  |  | 18172.6223 | 21508.0421 | 24190.8395 | 35046.7485 | 39278.6166 | 55922.5668 | 55161.3646 | 56784.7411 | 55093.3312 | 55404.5808 | 55107.8141 | 53740.8766 | 53899.4386 | 54775.2873 | 60512.8264 | 61596.6778 | 58878.3914 | 61678.5569 | 59468.0499 | 59089.3882 | 58049.8527

## REZGeneration_2
Annual as-generated generation by REZ (GWh) - Step Change (DP8)
Years are financial year ending.
Large-scale Solar
Region | REZ Name | REZ Code | 2022 | 2023 | 2024 | 2025 | 2026 | 2027 | 2028 | 2029 | 2030 | 2031 | 2032 | 2033 | 2034 | 2035 | 2036 | 2037 | 2038 | 2039 | 2040 | 2041 | 2042
QLD | Far North QLD | Q1 | 0 | 140.8879 | 136.4075 | 139.1336 | 141.4809 | 138.5419 | 139.0323 | 120.7583 | 132.4248 | 134.3101 | 131.0656 | 139.4856 | 134.8678 | 136.2299 | 137.6119 | 135.3853 | 133.1697 | 119.047 | 129.5163 | 125.4143 | 121.148
QLD | North Qld Clean Energy Hub | Q2 | 0 | 0 | 0 | 0 | 0 | 0 | 0 | 0 | 0 | 0 | 0 | 0 | 0 | 0 | 0 | 0 | 0 | 0 | 0 | 0 | 0
QLD | Northern Qld | Q3 | 0 | 0 | 0 | 0 | 0 | 0 | 0 | 0 | 0 | 0 | 0 | 0 | 0 | 0 | 0 | 0 | 0 | 0 | 0 | 0 | 0
QLD | Isaac | Q4 | 0 | 943.8288 | 939.864 | 931.4833 | 942.5551 | 948.5184 | 948.4188 | 776.5078 | 875.6631 | 885.0212 | 917.8708 | 948.5429 | 937.0824 | 924.1093 | 937.7203 | 937.3981 | 915.4087 | 772.2567 | 871.0304 | 843.0834 | 874.7823
QLD | Barcaldine | Q5 | 0 | 0 | 0 | 0 | 0 | 0 | 0 | 0 | 0 | 0 | 0 | 0 | 0 | 0 | 0 | 0 | 0 | 0 | 0 | 0 | 0
QLD | Fitzroy | Q6 | 0 | 0 | 0 | 0 | 0 | 0 | 0 | 0 | 0 | 0 | 0 | 0 | 0 | 0 | 0 | 0 | 0 | 0 | 0 | 0 | 0
QLD | Wide Bay | Q7 | 0 | 0 | 0 | 0 | 0 | 0 | 0 | 0 | 0 | 204.1346 | 516.1617 | 505.9467 | 498.0824 | 513.3002 | 512.2795 | 511.6307 | 480.8503 | 415.641 | 461.6324 | 450.2779 | 485.4763
QLD | Darling Downs | Q8 | 0 | 0 | 0 | 0 | 0 | 0 | 752.6106 | 760.562 | 2311.4815 | 3703.4004 | 3953.6333 | 7474.9487 | 10947.7078 | 12301.1601 | 16236.3912 | 16174.794 | 17693.5728 | 15339.6341 | 16968.2361 | 19208.4625 | 20472.9751
NSW | North West NSW | N1 | 0 | 314.7508 | 315.5549 | 305.9138 | 327.1153 | 328.1157 | 314.8152 | 276.6939 | 291.3292 | 308.1046 | 3067.4454 | 3044.7097 | 4414.8762 | 4300.9395 | 12098.3066 | 12795.8825 | 12301.043 | 10820.9118 | 11380.2057 | 14518.9954 | 15100.9532
NSW | New England | N2 | 0 | 289.6845 | 762.8357 | 715.6314 | 778.2737 | 764.71 | 768.1774 | 646.6859 | 692.3333 | 722.0868 | 784.796 | 766.8712 | 763.8431 | 718.2175 | 774.1315 | 758.9229 | 734.6235 | 649.3413 | 683.819 | 686.2429 | 741.5698
NSW | Central-West Orana | N3 | 0 | 373.387 | 366.6412 | 363.2017 | 4068.4244 | 4451.2611 | 4459.4729 | 3856.314 | 4009.4966 | 5340.5747 | 5575.6798 | 5556.4334 | 5372.8966 | 5313.9154 | 5611.1899 | 5556.2261 | 11734.9247 | 10289.6565 | 10658.7761 | 11342.6749 | 11812.7788
NSW | Southern NSW Tablelands | N4 | 0 | 0 | 0 | 0 | 0 | 0 | 0 | 0 | 0 | 0 | 0 | 0 | 0 | 0 | 0 | 0 | 0 | 0 | 0 | 0 | 0
NSW | Broken Hill | N5 | 0 | 0 | 0 | 0 | 0 | 0 | 0 | 0 | 0 | 0 | 0 | 0 | 0 | 0 | 0 | 0 | 0 | 0 | 0 | 0 | 0
NSW | South West NSW | N6 | 0 | 0 | 0 | 0 | 0 | 1580.124 | 1624.0534 | 1484.8185 | 1515.7074 | 1528.822 | 1526.1281 | 1619.0437 | 1545.0166 | 1489.8731 | 1547.2107 | 1569.6807 | 1598.8272 | 1490.3307 | 1516.1339 | 1493.1737 | 1489.4319
NSW | Wagga Wagga | N7 | 0 | 0 | 0 | 0 | 0 | 224.0564 | 2587.6296 | 2294.7245 | 2390.4913 | 2450.6671 | 2416.9537 | 2579.6139 | 2484.2348 | 2380.7624 | 2457.2609 | 2475.1901 | 2554.1711 | 2310.2305 | 2399.2401 | 2430.4602 | 2391.823
NSW | Tumut | N8 | 0 | 0 | 0 | 0 | 0 | 0 | 0 | 0 | 0 | 0 | 0 | 0 | 0 | 0 | 0 | 0 | 0 | 0 | 0 | 0 | 0
NSW | Cooma-Monaro | N9 | 0 | 0 | 0 | 0 | 0 | 0 | 0 | 0 | 0 | 0 | 0 | 0 | 0 | 0 | 0 | 0 | 0 | 0 | 0 | 0 | 0
VIC | Ovens Murray | V1 | 0 | 0 | 0 | 0 | 0 | 0 | 0 | 0 | 0 | 0 | 0 | 0 | 0 | 0 | 0 | 0 | 0 | 0 | 0 | 0 | 0
VIC | Murray River | V2 | 0 | 0 | 0 | 0 | 0 | 923.2207 | 1023.8638 | 919.7125 | 952.2331 | 956.8141 | 950.926 | 1022.5941 | 968.0664 | 949.8865 | 970.8803 | 989.7825 | 1008.3539 | 925.9531 | 945.0761 | 949.5622 | 935.332
VIC | Western Victoria | V3 | 0 | 0 | 0 | 0 | 0 | 0 | 940.2629 | 827.1368 | 877.005 | 883.0748 | 876.2147 | 938.0225 | 923.3272 | 873.0489 | 882.3439 | 900.4451 | 925.7093 | 833.1372 | 870.6272 | 867.6088 | 873.6021
VIC | South West Victoria | V4 | 0 | 0 | 0 | 0 | 0 | 0 | 0 | 0 | 0 | 0 | 0 | 0 | 0 | 0 | 0 | 0 | 0 | 0 | 0 | 0 | 0
VIC | Gippsland | V5 | 0 | 0 | 0 | 0 | 0 | 0 | 0 | 0 | 0 | 0 | 0 | 0 | 0 | 0 | 0 | 0 | 0 | 0 | 0 | 0 | 0
VIC | Central North Vic | V6 | 0 | 0 | 0 | 0 | 0 | 0 | 0 | 0 | 0 | 0 | 0 | 3239.9402 | 3043.782 | 2953.09 | 4519.1983 | 4562.1644 | 4309.3997 | 3928.592 | 4042.9635 | 3958.7518 | 3870.0938
SA | South East SA | S1 | 0 | 0 | 0 | 0 | 0 | 0 | 0 | 0 | 0 | 0 | 0 | 0 | 0 | 0 | 0 | 0 | 0 | 0 | 0 | 0 | 0
SA | Riverland | S2 | 0 | 0 | 0 | 0 | 539.696 | 2533.7161 | 2617.0769 | 2415.4264 | 2484.7266 | 2447.9363 | 2507.7059 | 2608.4938 | 2502.6969 | 2510.2341 | 2532.8227 | 2608.5482 | 2593.7439 | 2432.3317 | 2458.6863 | 2406.5575 | 2452.0221
SA | Mid-North SA | S3 | 0 | 0 | 0 | 0 | 0 | 0 | 0 | 0 | 0 | 0 | 0 | 0 | 0 | 0 | 0 | 0 | 0 | 0 | 0 | 0 | 0
SA | Yorke Peninsula | S4 | 0 | 0 | 0 | 0 | 0 | 0 | 0 | 0 | 0 | 0 | 0 | 0 | 0 | 0 | 0 | 0 | 0 | 0 | 0 | 0 | 0
SA | Northern SA | S5 | 0 | 0 | 0 | 0 | 0 | 0 | 0 | 0 | 0 | 0 | 0 | 0 | 0 | 0 | 0 | 0 | 0 | 0 | 0 | 0 | 0
SA | Leigh Creek | S6 | 0 | 0 | 0 | 0 | 0 | 0 | 0 | 0 | 0 | 0 | 0 | 0 | 0 | 0 | 0 | 0 | 0 | 0 | 0 | 0 | 0
SA | Roxby Downs | S7 | 0 | 0 | 0 | 0 | 0 | 0 | 0 | 0 | 0 | 0 | 0 | 0 | 0 | 0 | 0 | 0 | 618.5293 | 592.3534 | 1421.549 | 1403.8081 | 1456.3086
SA | Eastern Eyre Peninsula | S8 | 0 | 0 | 0 | 0 | 0 | 0 | 0 | 0 | 0 | 0 | 0 | 0 | 0 | 0 | 0 | 0 | 0 | 0 | 0 | 0 | 0
SA | Western Eyre Peninsula | S9 | 0 | 0 | 0 | 0 | 0 | 0 | 0 | 0 | 0 | 0 | 0 | 0 | 0 | 0 | 0 | 0 | 0 | 0 | 0 | 0 | 0
TAS | North East Tasmania | T1 | 0 | 0 | 0 | 0 | 0 | 0 | 0 | 0 | 0 | 0 | 0 | 0 | 0 | 0 | 0 | 0 | 0 | 0 | 0 | 0 | 0
TAS | North West Tasmania | T2 | 0 | 0 | 0 | 0 | 0 | 0 | 34.2435 | 32.5443 | 33.5368 | 32.9647 | 32.7556 | 33.7486 | 34.842 | 31.7244 | 32.8859 | 31.6706 | 295.2818 | 291.2922 | 297.9769 | 287.6008 | 284.0914
TAS | Tasmania Midlands | T3 | 0 | 0 | 0 | 0 | 0 | 0 | 0 | 0 | 0 | 0 | 0 | 0 | 0 | 0 | 0 | 0 | 0 | 0 | 0 | 0 | 0
Total Generation |  |  | 0 | 2062.539 | 2521.3034 | 2455.3639 | 6797.5453 | 11892.2642 | 16209.6574 | 14411.8848 | 16566.4287 | 19597.9112 | 23257.3366 | 30478.395 | 34571.3221 | 35396.4911 | 49250.2337 | 50007.7212 | 57897.6089 | 51210.709 | 55105.4689 | 60972.6744 | 63362.3886
Wind
Region | REZ Name | REZ Code | 2022 | 2023 | 2024 | 2025 | 2026 | 2027 | 2028 | 2029 | 2030 | 2031 | 2032 | 2033 | 2034 | 2035 | 2036 | 2037 | 2038 | 2039 | 2040 | 2041 | 2042
QLD | Far North QLD | Q1 | 0 | 0 | 0 | 0 | 3243.1248 | 3125.5343 | 3006.3376 | 3006.4409 | 3038.2314 | 3903.4527 | 3828.6159 | 4803.6527 | 4232.8276 | 4288.4813 | 8079.0208 | 8035.8557 | 9370.5105 | 8677.1885 | 9266.6295 | 9124.3124 | 9105.2396
QLD | North Qld Clean Energy Hub | Q2 | 0 | 0 | 0 | 0 | 0 | 0 | 0 | 0 | 0 | 0 | 0 | 0 | 0 | 0 | 0 | 0 | 0 | 0 | 0 | 0 | 0
QLD | Northern Qld | Q3 | 0 | 0 | 0 | 0 | 0 | 0 | 0 | 0 | 0 | 0 | 0 | 0 | 0 | 0 | 0 | 0 | 0 | 0 | 0 | 0 | 0
QLD | Isaac | Q4 | 0 | 0 | 0 | 0 | 3456.4608 | 3605.2968 | 3358.4088 | 3520.5213 | 3439.2611 | 3517.0859 | 3725.6981 | 3486.7605 | 3266.2615 | 3378.2107 | 3393.4888 | 3523.7926 | 3303.5922 | 3276.4836 | 3234.5272 | 3318.2637 | 3461.3461
QLD | Barcaldine | Q5 | 0 | 0 | 0 | 0 | 0 | 0 | 0 | 0 | 0 | 0 | 0 | 0 | 0 | 0 | 0 | 0 | 0 | 0 | 0 | 0 | 0
QLD | Fitzroy | Q6 | 0 | 0 | 0 | 0 | 0 | 1822.323 | 1680.5872 | 1795.4879 | 1775.656 | 3205.1349 | 3208.1257 | 3114.1734 | 2941.5312 | 3067.4625 | 2988.5883 | 3214.908 | 2982.9486 | 3063.9583 | 3140.2221 | 2979.0823 | 2943.6821
QLD | Wide Bay | Q7 | 0 | 0 | 0 | 0 | 0 | 0 | 0 | 0 | 906.6204 | 894.4839 | 851.864 | 828.7518 | 799.9021 | 803.3725 | 825.5773 | 868.3996 | 783.8308 | 796.4911 | 829.9391 | 823.5624 | 776.6418
QLD | Darling Downs | Q8 | 0 | 1806.22 | 1805.7979 | 1760.103 | 1817.8557 | 5382.1372 | 4959.8274 | 5619.7705 | 5522.0269 | 5524.1147 | 5266.051 | 12066.3477 | 11718.9221 | 11272.3437 | 12938.7228 | 14832.1971 | 16162.5063 | 17311.4599 | 16790.4725 | 16481.6481 | 15362.8928
NSW | North West NSW | N1 | 0 | 0 | 0 | 0 | 0 | 0 | 0 | 0 | 0 | 0 | 0 | 0 | 0 | 0 | 0 | 0 | 0 | 0 | 0 | 0 | 0
NSW | New England | N2 | 0 | 0 | 0 | 0 | 0 | 0 | 0 | 0 | 0 | 4000.444 | 5815.7823 | 10569.1077 | 11614.5515 | 11818.7894 | 12804.3231 | 13155.4579 | 12867.7503 | 14484.6697 | 13736.9748 | 13295.1827 | 12089.729
NSW | Central-West Orana | N3 | 0 | 0 | 0 | 0 | 0 | 0 | 2396.674 | 2640.0278 | 2409.2656 | 2469.9267 | 2315.7792 | 2390.9263 | 2473.6238 | 2462.6104 | 6945.1115 | 7058.3322 | 6547.4718 | 7363.8943 | 6528.203 | 6605.6228 | 6286.2842
NSW | Southern NSW Tablelands | N4 | 0 | 786.2126 | 821.1132 | 831.7401 | 849.4635 | 735.1592 | 730.8112 | 787.464 | 730.2985 | 774.4686 | 789.0713 | 736.1459 | 774.0817 | 778.5799 | 776.1374 | 701.2656 | 683.1778 | 769.4281 | 708.9422 | 742.3072 | 770.5961
NSW | Broken Hill | N5 | 0 | 0 | 0 | 0 | 0 | 0 | 0 | 0 | 0 | 0 | 0 | 0 | 0 | 0 | 0 | 0 | 0 | 0 | 0 | 0 | 0
NSW | South West NSW | N6 | 0 | 0 | 0 | 0 | 0 | 0 | 0 | 0 | 0 | 0 | 0 | 0 | 0 | 0 | 0 | 0 | 0 | 0 | 0 | 0 | 0
NSW | Wagga Wagga | N7 | 0 | 0 | 0 | 0 | 0 | 0 | 0 | 0 | 0 | 0 | 0 | 0 | 0 | 0 | 0 | 0 | 0 | 0 | 0 | 0 | 0
NSW | Tumut | N8 | 0 | 0 | 0 | 0 | 0 | 0 | 0 | 0 | 0 | 0 | 0 | 0 | 0 | 0 | 0 | 0 | 0 | 0 | 0 | 0 | 0
NSW | Cooma-Monaro | N9 | 0 | 0 | 340.4762 | 340.2918 | 358.4942 | 320.6442 | 550.3564 | 581.4812 | 552.0456 | 576.2076 | 893.3142 | 797.382 | 878.3343 | 870.444 | 874.464 | 852.9945 | 752.7853 | 832.6035 | 784.5441 | 802.3489 | 863.5356
VIC | Ovens Murray | V1 | 0 | 0 | 0 | 0 | 0 | 0 | 0 | 0 | 0 | 0 | 0 | 0 | 0 | 0 | 0 | 0 | 0 | 0 | 0 | 0 | 0
VIC | Murray River | V2 | 0 | 0 | 0 | 0 | 0 | 0 | 0 | 0 | 0 | 0 | 0 | 0 | 0 | 0 | 0 | 0 | 0 | 0 | 0 | 0 | 0
VIC | Western Victoria | V3 | 0 | 681.61 | 663.643 | 691.6284 | 723.3997 | 671.8423 | 2238.6385 | 2348.9004 | 2339.9183 | 3202.4338 | 3475.3152 | 3080.2938 | 3120.8635 | 3132.5778 | 3235.6298 | 3188.1408 | 2932.6941 | 3293.6895 | 3194.625 | 2953.1773 | 3240.7674
VIC | South West Victoria | V4 | 0 | 452.4705 | 466.0401 | 489.1375 | 512.664 | 490.8818 | 2221.2856 | 2327.4047 | 2445.858 | 2830.0187 | 3192.8402 | 2633.0564 | 2673.1427 | 2844.6782 | 3039.1596 | 5545.9825 | 5759.7452 | 6080.826 | 8905.395 | 10725.5445 | 12003.3961
VIC | Gippsland | V5 | 0 | 0 | 0 | 0 | 0 | 0 | 0 | 0 | 0 | 0 | 0 | 0 | 0 | 0 | 160.936 | 1369.1163 | 3115.8889 | 3198.8192 | 3150.9146 | 3157.1058 | 3735.9371
VIC | Central North Vic | V6 | 0 | 0 | 0 | 0 | 0 | 0 | 1110.9555 | 1111.8778 | 1085.9915 | 1031.8031 | 1099.1 | 1082.0377 | 1039.4626 | 1024.5245 | 1034.1248 | 1016.7832 | 1055.5092 | 1100.2103 | 1039.1533 | 960.4597 | 1050.1228
SA | South East SA | S1 | 0 | 0 | 0 | 0 | 0 | 0 | 158.5756 | 167.0118 | 174.1371 | 456.2165 | 2101.8334 | 1823.3778 | 1923.0635 | 1862.1384 | 2007.9128 | 2028.3106 | 2166.5283 | 2374.2086 | 2459.111 | 2291.6918 | 2543.6165
SA | Riverland | S2 | 0 | 0 | 0 | 0 | 0 | 0 | 0 | 0 | 0 | 0 | 0 | 0 | 0 | 0 | 0 | 0 | 0 | 0 | 0 | 0 | 0
SA | Mid-North SA | S3 | 0 | 0 | 0 | 0 | 97.1076 | 1615.4546 | 3015.156 | 3169.5861 | 3124.8248 | 3060.2238 | 3202.5535 | 3002.5783 | 3039.9432 | 3055.278 | 3351.6425 | 3302.4031 | 3564.8905 | 3860.7936 | 3800.6288 | 3650.4637 | 3848.1279
SA | Yorke Peninsula | S4 | 0 | 0 | 0 | 0 | 0 | 0 | 0 | 0 | 0 | 0 | 0 | 0 | 0 | 0 | 864.1252 | 1390.7482 | 1156.4665 | 1340.5314 | 1389.1027 | 1967.9564 | 2175.6299
SA | Northern SA | S5 | 0 | 0 | 0 | 0 | 0 | 0 | 0 | 0 | 0 | 0 | 0 | 0 | 0 | 0 | 0 | 0 | 0 | 0 | 0 | 0 | 0
SA | Leigh Creek | S6 | 0 | 0 | 0 | 0 | 0 | 0 | 0 | 0 | 0 | 0 | 0 | 0 | 0 | 0 | 0 | 0 | 0 | 0 | 0 | 0 | 0
SA | Roxby Downs | S7 | 0 | 0 | 0 | 0 | 0 | 0 | 0 | 0 | 0 | 0 | 0 | 0 | 0 | 0 | 0 | 0 | 0 | 0 | 0 | 0 | 0
SA | Eastern Eyre Peninsula | S8 | 0 | 0 | 0 | 0 | 0 | 0 | 0 | 0 | 0 | 0 | 0 | 0 | 0 | 0 | 0 | 0 | 0 | 0 | 0 | 0 | 0
SA | Western Eyre Peninsula | S9 | 0 | 0 | 0 | 0 | 0 | 0 | 0 | 0 | 0 | 0 | 0 | 0 | 0 | 0 | 0 | 0 | 0 | 0 | 0 | 0 | 0
TAS | North East Tasmania | T1 | 0 | 0 | 0 | 0 | 0 | 0 | 0 | 0 | 0 | 0 | 813.3572 | 743.5596 | 748.617 | 800.923 | 743.3447 | 764.2782 | 686.7078 | 763.2315 | 697.7488 | 663.285 | 692.9152
TAS | North West Tasmania | T2 | 0 | 0 | 0 | 0 | 0 | 0 | 0 | 0 | 0 | 0 | 0 | 0 | 0 | 0 | 0 | 0 | 0 | 0 | 0 | 0 | 0
TAS | Tasmania Midlands | T3 | 0 | 0 | 514.89 | 1137.2087 | 1779.0741 | 2480.1332 | 3428.6331 | 3750.3452 | 4286.2742 | 6911.6848 | 7012.4454 | 8933.1578 | 8650.1673 | 9121.6696 | 9253.8667 | 9424.2646 | 8896.2795 | 9651.9269 | 9267.7158 | 8682.916 | 8915.5434
Total Generation |  |  | 0 | 3726.5131 | 4611.9603 | 5250.1095 | 12837.6443 | 20249.4067 | 28856.2467 | 30826.3196 | 31830.4096 | 42357.6997 | 47591.7465 | 60091.3095 | 59895.2957 | 60582.0839 | 73316.1761 | 80273.2306 | 82789.2837 | 88240.4139 | 88924.8496 | 89224.9306 | 89866.0035

## Emissions_1
NEM Emissions (Mt CO2-e) - Step Change (Counterfactual)
Years are financial year ending.
Emissions | Total | 2022 | 2023 | 2024 | 2025 | 2026 | 2027 | 2028 | 2029 | 2030 | 2031 | 2032 | 2033 | 2034 | 2035 | 2036 | 2037 | 2038 | 2039 | 2040 | 2041 | 2042
NEM | 1113.6849 | 105.7396 | 104.0709 | 98.1597 | 83.5391 | 72.5828 | 44.9641 | 50.7297 | 36.2129 | 37.5574 | 39.1005 | 38.7873 | 39.1233 | 40.4499 | 40.5063 | 36.7029 | 36.0175 | 41.9854 | 39.2865 | 41.537 | 43.4884 | 43.1439

## Emissions_2
NEM Emissions (Mt CO2-e) - Step Change (DP8)
Years are financial year ending.
Emissions | Total | 2022 | 2023 | 2024 | 2025 | 2026 | 2027 | 2028 | 2029 | 2030 | 2031 | 2032 | 2033 | 2034 | 2035 | 2036 | 2037 | 2038 | 2039 | 2040 | 2041 | 2042
NEM | 1272.6126 | 128.2201 | 126.1272 | 123.2408 | 118.6363 | 105.6811 | 92.0056 | 84.9501 | 77.487 | 75.5773 | 67.8396 | 55.6444 | 43.1143 | 42.9981 | 41.5546 | 20.0436 | 12.1734 | 13.5581 | 11.752 | 11.5987 | 12.5981 | 7.8122

## VOMCost_1
VOM cost by technology ($000s) - Step Change (Counterfactual)
Real June 2019 dollars. Years are financial year ending. Some rounding errors may be present.
Region | Technology | 2022 | 2023 | 2024 | 2025 | 2026 | 2027 | 2028 | 2029 | 2030 | 2031 | 2032 | 2033 | 2034 | 2035 | 2036 | 2037 | 2038 | 2039 | 2040 | 2041 | 2042
NEM | Black Coal | 351294.5488 | 341615.2161 | 315133.1986 | 254298.2966 | 243223.8653 | 197800.3792 | 214106.5018 | 96007.6162 | 94137.4474 | 92621.6641 | 85980.3 | 72316.1574 | 70402.9918 | 69685.9776 | 61384.3377 | 60664.5611 | 56436.8519 | 55838.0087 | 55327.6023 | 55520.8548 | 55473.8088
NEM | Brown Coal | 105681.4558 | 107505.4562 | 110265.8199 | 104195.8305 | 74600.6972 | 0 | 0 | 0 | 0 | 0 | 0 | 0 | 0 | 0 | 0 | 0 | 0 | 0 | 0 | 0 | 0
NEM | CCGT | 19446.0995 | 19543.9988 | 18483.4125 | 18048.3432 | 19592.1181 | 47193.5823 | 60994.389 | 96347.0862 | 98145.0338 | 100872.4749 | 98323.0155 | 101539.0778 | 103428.4937 | 102912.1315 | 97833.3131 | 97962.8867 | 94238.2969 | 92738.9866 | 84870.2369 | 84824.671 | 84964.8455
NEM | Peaking Gas+Liquids | 972.9588 | 723.9949 | 1017.0131 | 1685.0437 | 2481.7803 | 11084.0204 | 26257.3164 | 150658.2797 | 174652.8374 | 202311.7552 | 220090.2464 | 267053.1864 | 292286.26 | 294817.0422 | 275318.9494 | 266434.0733 | 372903.007 | 339086.0097 | 385998.6642 | 417328.2702 | 410877.7694
NEM | Hydro | 118367.2461 | 102426.9357 | 98933.3669 | 121012.3542 | 103952.4686 | 104355.1815 | 76867.6664 | 107439.1573 | 100827.2285 | 85357.4177 | 85023.7847 | 81310.7053 | 84876.4001 | 91357.3643 | 76158.8864 | 86425.2631 | 65128.0903 | 101877.5357 | 96439.224 | 82878.0609 | 81510.6024
NEM | Dispatchable Storage | 3219.975 | 5212.454 | 4887.3132 | 6086.5877 | 4794.7445 | 4971.2251 | 5025.8707 | 2030.7792 | 1963.1739 | 1771.6637 | 1425.6102 | 1159.1277 | 994.4603 | 1001.8118 | 1223.6701 | 1302.294 | 699.8993 | 737.4896 | 474.0619 | 576.7289 | 400.8506
NEM | Wind | 129729.0045 | 131136.8931 | 139470.7969 | 175747.2926 | 192129.7977 | 238482.3985 | 231067.1042 | 235979.7472 | 231055.0389 | 230614.0133 | 230301.0781 | 220109.0367 | 222881.7917 | 224456.1045 | 247100.4444 | 251320.3762 | 238595.9532 | 249972.2275 | 245035.6272 | 243824.5484 | 241388.3825
NEM | Solar | 0 | 0 | 0 | 0 | 0 | 0 | 0 | 0 | 0 | 0 | 0 | 0 | 0 | 0 | 0 | 0 | 0 | 0 | 0 | 0 | 0
Total |  | 728711.2886 | 708164.9489 | 688190.9211 | 681073.7484 | 640775.4717 | 603886.787 | 614318.8485 | 688462.6658 | 700780.7599 | 713548.9889 | 721144.0349 | 743487.2913 | 774870.3976 | 784230.4319 | 759019.6012 | 764109.4544 | 828002.0986 | 840250.2579 | 868145.4165 | 884953.1341 | 874616.2591
Region | Technology | 2022 | 2023 | 2024 | 2025 | 2026 | 2027 | 2028 | 2029 | 2030 | 2031 | 2032 | 2033 | 2034 | 2035 | 2036 | 2037 | 2038 | 2039 | 2040 | 2041 | 2042
NSW | Black Coal | 194098.1376 | 190380.5822 | 179588.2183 | 121411.3117 | 128188.4519 | 86110.7106 | 95821.0357 | 26129.1317 | 26342.979 | 26080.7513 | 19930.6535 | 8270.943 | 8130.6676 | 8065.6932 | 0 | 0 | 0 | 0 | 0 | 0 | 0
NSW | Brown Coal | 0 | 0 | 0 | 0 | 0 | 0 | 0 | 0 | 0 | 0 | 0 | 0 | 0 | 0 | 0 | 0 | 0 | 0 | 0 | 0 | 0
NSW | CCGT | 259.8251 | 259.8251 | 781.6109 | 519.6502 | 811.8317 | 10193.9594 | 12552.7979 | 24767.1411 | 25180.0067 | 25181.5438 | 25530.1438 | 25468.8517 | 25539.8776 | 25464.1247 | 25143.0649 | 25035.6419 | 25430.4599 | 25377.5646 | 25465.0209 | 25452.5695 | 25611.5695
NSW | Peaking Gas+Liquids | 101.7112 | 10.9643 | 146.4886 | 516.198 | 537.0681 | 2977.8499 | 7306.2853 | 90061.6484 | 108684.0487 | 118833.3689 | 139091.3929 | 169375.1272 | 180681.287 | 174172.7688 | 161738.609 | 158758.1518 | 205478.8299 | 167060.0379 | 198843.4234 | 206970.2081 | 209416.9065
NSW | Hydro | 20170.9534 | 18952.7069 | 18145.7779 | 28767.1517 | 18850.4115 | 21605.5612 | 14526.8763 | 33688.5567 | 29162.6733 | 19575.1642 | 21078.7885 | 18063.0907 | 16857.2034 | 23534.4586 | 18255.1851 | 21280.637 | 10111.9178 | 30311.7173 | 26602.9734 | 16612.1045 | 18633.8125
NSW | Dispatchable Storage | 873.781 | 1282.2534 | 1020.4467 | 1978.6129 | 1398.0978 | 1350.1048 | 1352.5842 | 575.7033 | 457.1864 | 361.9193 | 237.9755 | 223.7575 | 212.6766 | 242.0565 | 320.0232 | 408.3267 | 147.6001 | 189.856 | 95.4227 | 178.9013 | 119.5134
NSW | Wind | 14228.5681 | 15739.9439 | 16364.6868 | 52658.1782 | 54533.6571 | 81540.9729 | 76497.9452 | 83008.0841 | 76093.82 | 78651.898 | 75370.4028 | 76949.9376 | 78899.455 | 80921.0526 | 95392.329 | 96101.7015 | 90548.9093 | 97731.451 | 89501.189 | 91880.4411 | 87558.0049
NSW | Solar | 0 | 0 | 0 | 0 | 0 | 0 | 0 | 0 | 0 | 0 | 0 | 0 | 0 | 0 | 0 | 0 | 0 | 0 | 0 | 0 | 0
Total |  | 229732.9764 | 226626.2758 | 216047.2292 | 205851.1026 | 204319.518 | 203779.1588 | 208057.5246 | 258230.2654 | 265920.714 | 268684.6455 | 281239.357 | 298351.7077 | 310321.1671 | 312400.1545 | 300849.2112 | 301584.4588 | 331717.717 | 320670.6268 | 340508.0294 | 341094.2245 | 341339.8068
Region | Technology | 2022 | 2023 | 2024 | 2025 | 2026 | 2027 | 2028 | 2029 | 2030 | 2031 | 2032 | 2033 | 2034 | 2035 | 2036 | 2037 | 2038 | 2039 | 2040 | 2041 | 2042
QLD | Black Coal | 157196.4112 | 151234.6339 | 135544.9803 | 132886.9849 | 115035.4134 | 111689.6687 | 118285.4661 | 69878.4846 | 67794.4685 | 66540.9128 | 66049.6465 | 64045.2143 | 62272.3242 | 61620.2845 | 61384.3377 | 60664.5611 | 56436.8519 | 55838.0087 | 55327.6023 | 55520.8548 | 55473.8088
QLD | Brown Coal | 0 | 0 | 0 | 0 | 0 | 0 | 0 | 0 | 0 | 0 | 0 | 0 | 0 | 0 | 0 | 0 | 0 | 0 | 0 | 0 | 0
QLD | CCGT | 8811.4894 | 8811.4894 | 10084.4381 | 9637.9882 | 11698.7859 | 21505.2129 | 27955.4112 | 60678.5757 | 63724.3726 | 62979.6143 | 64745.869 | 64031.5294 | 66059.9284 | 65054.4074 | 63948.7079 | 64153.4312 | 66126.708 | 66350.2694 | 59405.2161 | 59372.1016 | 59353.276
QLD | Peaking Gas+Liquids | 0 | 0 | 28.2156 | 163.9372 | 668.8844 | 1740.9844 | 2604.1058 | 53207.6055 | 59796.4926 | 67909.6797 | 76465.3337 | 89013.8231 | 101623.504 | 110404.3939 | 103688.8951 | 100748.1636 | 134427.7868 | 147174.7141 | 162387.7583 | 166036.897 | 176254.7352
QLD | Hydro | 5116.3215 | 5110.4764 | 5104.6313 | 5098.7862 | 5092.9411 | 5087.096 | 5081.2509 | 5075.4058 | 5069.5607 | 5063.7156 | 5057.8706 | 5052.0255 | 5046.1804 | 5040.3353 | 5034.4902 | 5028.6451 | 1892.4066 | 1890.2044 | 1888.0022 | 1885.7999 | 1883.5977
QLD | Dispatchable Storage | 2346.1939 | 3930.2006 | 3866.8665 | 4107.9749 | 3396.6468 | 3621.1202 | 3673.2865 | 1455.0759 | 1505.9875 | 1409.7444 | 1187.6347 | 935.3702 | 781.7836 | 759.7552 | 903.6469 | 893.9672 | 552.2991 | 547.6336 | 378.6392 | 397.8276 | 281.3372
QLD | Wind | 44696.2483 | 47092.1112 | 54781.8767 | 54146.8899 | 58764.8591 | 62724.692 | 59350.1748 | 60341.311 | 59980.915 | 60474.3392 | 59503.7977 | 60414.2177 | 57902.073 | 58237.504 | 60968.7883 | 63812.0786 | 60690.1139 | 60765.711 | 60361.4925 | 60945.9689 | 59008.1453
QLD | Solar | 0 | 0 | 0 | 0 | 0 | 0 | 0 | 0 | 0 | 0 | 0 | 0 | 0 | 0 | 0 | 0 | 0 | 0 | 0 | 0 | 0
Total |  | 218166.6643 | 216178.9114 | 209411.0084 | 206042.5614 | 194657.5308 | 206368.7741 | 216949.6955 | 250636.4585 | 257871.7969 | 264378.0061 | 273010.1522 | 283492.1802 | 293685.7936 | 301116.6803 | 295928.8662 | 295300.8467 | 320126.1663 | 332566.5413 | 339748.7106 | 344159.4497 | 352254.9002
Region | Technology | 2022 | 2023 | 2024 | 2025 | 2026 | 2027 | 2028 | 2029 | 2030 | 2031 | 2032 | 2033 | 2034 | 2035 | 2036 | 2037 | 2038 | 2039 | 2040 | 2041 | 2042
VIC | Black Coal | 0 | 0 | 0 | 0 | 0 | 0 | 0 | 0 | 0 | 0 | 0 | 0 | 0 | 0 | 0 | 0 | 0 | 0 | 0 | 0 | 0
VIC | Brown Coal | 105681.4558 | 107505.4562 | 110265.8199 | 104195.8305 | 74600.6972 | 0 | 0 | 0 | 0 | 0 | 0 | 0 | 0 | 0 | 0 | 0 | 0 | 0 | 0 | 0 | 0
VIC | CCGT | 55.5977 | 37.2687 | 16.0024 | 26.8694 | 118.3785 | 422.969 | 3027.2153 | 473.7368 | 383.3216 | 562.2334 | 301.4539 | 372.6219 | 297.3816 | 655.1924 | 348.2543 | 379.4786 | 2681.1291 | 1011.1526 | 0 | 0 | 0
VIC | Peaking Gas+Liquids | 325.7038 | 167.9884 | 78.8289 | 61.8554 | 391.5685 | 1617.7818 | 9238.921 | 4243.5756 | 3937.0515 | 11321.798 | 2836.8037 | 4777.6744 | 6356.7999 | 5887.1864 | 6558.4939 | 3579.2279 | 22839.3253 | 16792.0167 | 16885.1723 | 34785.6465 | 17904.0291
VIC | Hydro | 23238.3525 | 21562.3648 | 20457.4442 | 25798.1502 | 20016.5079 | 23105.6103 | 14008.7335 | 28320.5658 | 26662.5192 | 21027.9862 | 22978.5854 | 21315.7459 | 20212.4393 | 24938.7291 | 19232.1557 | 22840.126 | 13840.6913 | 27994.4119 | 26378.2881 | 20785.2583 | 22707.3838
VIC | Dispatchable Storage | 0 | 0 | 0 | 0 | 0 | 0 | 0 | 0 | 0 | 0 | 0 | 0 | 0 | 0 | 0 | 0 | 0 | 0 | 0 | 0 | 0
VIC | Wind | 39491.441 | 35138.1982 | 35274.7756 | 35838.9428 | 43417.2167 | 58467.3814 | 57668.72 | 54268.7561 | 54804.5659 | 51700.087 | 53637.5834 | 43681.4108 | 46811.3076 | 46113.0327 | 48276.536 | 48842.0746 | 47303.2177 | 50699.0425 | 53640.5904 | 53343.6417 | 55851.6359
VIC | Solar | 0 | 0 | 0 | 0 | 0 | 0 | 0 | 0 | 0 | 0 | 0 | 0 | 0 | 0 | 0 | 0 | 0 | 0 | 0 | 0 | 0
Total |  | 168792.5509 | 164411.2763 | 166092.871 | 165921.6483 | 138544.3688 | 83613.7426 | 83943.5898 | 87306.6344 | 85787.4583 | 84612.1046 | 79754.4263 | 70147.4531 | 73677.9283 | 77594.1406 | 74415.4399 | 75640.9071 | 86664.3634 | 96496.6238 | 96904.0508 | 108914.5465 | 96463.0488
Region | Technology | 2022 | 2023 | 2024 | 2025 | 2026 | 2027 | 2028 | 2029 | 2030 | 2031 | 2032 | 2033 | 2034 | 2035 | 2036 | 2037 | 2038 | 2039 | 2040 | 2041 | 2042
SA | Black Coal | 0 | 0 | 0 | 0 | 0 | 0 | 0 | 0 | 0 | 0 | 0 | 0 | 0 | 0 | 0 | 0 | 0 | 0 | 0 | 0 | 0
SA | Brown Coal | 0 | 0 | 0 | 0 | 0 | 0 | 0 | 0 | 0 | 0 | 0 | 0 | 0 | 0 | 0 | 0 | 0 | 0 | 0 | 0 | 0
SA | CCGT | 10319.1873 | 10435.4156 | 7601.3611 | 7863.8354 | 6963.122 | 15071.441 | 17458.9646 | 10427.6325 | 8857.3329 | 12149.0834 | 7745.5488 | 11666.0748 | 11531.3062 | 11738.407 | 8393.286 | 8394.3349 | 0 | 0 | 0 | 0 | 0
SA | Peaking Gas+Liquids | 545.5438 | 545.0423 | 763.48 | 943.0531 | 884.2593 | 4747.4043 | 7108.0042 | 3145.4501 | 2235.2446 | 4246.9087 | 1696.7162 | 3886.5616 | 3624.6691 | 4352.6931 | 3332.9514 | 3348.5301 | 10157.0649 | 8059.2409 | 7882.3101 | 9535.5185 | 7302.0985
SA | Hydro | 0 | 0 | 0 | 0 | 0 | 0 | 0 | 0 | 0 | 0 | 0 | 0 | 0 | 0 | 0 | 0 | 0 | 0 | 0 | 0 | 0
SA | Dispatchable Storage | 0 | 0 | 0 | 0 | 0 | 0 | 0 | 0 | 0 | 0 | 0 | 0 | 0 | 0 | 0 | 0 | 0 | 0 | 0 | 0 | 0
SA | Wind | 22819.169 | 22002.2952 | 22424.531 | 21702.1869 | 23779.9948 | 22767.3007 | 21051.6501 | 21884.4253 | 22371.4221 | 21667.503 | 22228.2071 | 20438.2869 | 21593.752 | 20153.8545 | 23222.7122 | 23095.0243 | 21312.4942 | 22188.963 | 23268.0489 | 22579.1215 | 23253.7635
SA | Solar | 0 | 0 | 0 | 0 | 0 | 0 | 0 | 0 | 0 | 0 | 0 | 0 | 0 | 0 | 0 | 0 | 0 | 0 | 0 | 0 | 0
Total |  | 33683.9001 | 32982.7531 | 30789.3722 | 30509.0754 | 31627.3762 | 42586.146 | 45618.6189 | 35457.5079 | 33463.9996 | 38063.495 | 31670.4722 | 35990.9233 | 36749.7273 | 36244.9547 | 34948.9496 | 34837.8893 | 31469.5591 | 30248.2039 | 31150.359 | 32114.64 | 30555.862
Region | Technology | 2022 | 2023 | 2024 | 2025 | 2026 | 2027 | 2028 | 2029 | 2030 | 2031 | 2032 | 2033 | 2034 | 2035 | 2036 | 2037 | 2038 | 2039 | 2040 | 2041 | 2042
TAS | Black Coal | 0 | 0 | 0 | 0 | 0 | 0 | 0 | 0 | 0 | 0 | 0 | 0 | 0 | 0 | 0 | 0 | 0 | 0 | 0 | 0 | 0
TAS | Brown Coal | 0 | 0 | 0 | 0 | 0 | 0 | 0 | 0 | 0 | 0 | 0 | 0 | 0 | 0 | 0 | 0 | 0 | 0 | 0 | 0 | 0
TAS | CCGT | 0 | 0 | 0 | 0 | 0 | 0 | 0 | 0 | 0 | 0 | 0 | 0 | 0 | 0 | 0 | 0 | 0 | 0 | 0 | 0 | 0
TAS | Peaking Gas+Liquids | 0 | 0 | 0 | 0 | 0 | 0 | 0 | 0 | 0 | 0 | 0 | 0 | 0 | 0 | 0 | 0 | 0 | 0 | 0 | 0 | 0
TAS | Hydro | 69841.6188 | 56801.3876 | 55225.5136 | 61348.266 | 59992.6081 | 54556.914 | 43250.8056 | 40354.6289 | 39932.4752 | 39690.5516 | 35908.5402 | 36879.8433 | 42760.5771 | 37843.8412 | 33637.0554 | 37275.8551 | 39283.0746 | 41681.2021 | 41569.9603 | 43594.8982 | 38285.8083
TAS | VPP Battery | 0 | 0 | 0 | 0 | 0 | 0 | 0 | 0 | 0 | 0 | 0 | 0 | 0 | 0 | 0 | 0 | 0 | 0 | 0 | 0 | 0
TAS | Wind | 8493.5781 | 11164.3447 | 10624.9267 | 11401.0947 | 11634.07 | 12982.0516 | 16498.6141 | 16477.1706 | 17804.3158 | 18120.1861 | 19561.087 | 18625.1837 | 17675.2042 | 19030.6606 | 19240.0789 | 19469.4973 | 18741.2181 | 18587.06 | 18264.3064 | 15075.3752 | 15716.8329
TAS | Solar | 0 | 0 | 0 | 0 | 0 | 0 | 0 | 0 | 0 | 0 | 0 | 0 | 0 | 0 | 0 | 0 | 0 | 0 | 0 | 0 | 0
Total |  | 78335.1969 | 67965.7323 | 65850.4403 | 72749.3608 | 71626.6781 | 67538.9656 | 59749.4197 | 56831.7995 | 57736.7911 | 57810.7377 | 55469.6272 | 55505.0269 | 60435.7813 | 56874.5018 | 52877.1344 | 56745.3524 | 58024.2927 | 60268.2621 | 59834.2667 | 58670.2733 | 54002.6412

## VOMCost_2
VOM cost by technology ($000s) - Step Change (DP8)
Real June 2019 dollars. Years are financial year ending. Some rounding errors may be present.
Region | Technology | 2022 | 2023 | 2024 | 2025 | 2026 | 2027 | 2028 | 2029 | 2030 | 2031 | 2032 | 2033 | 2034 | 2035 | 2036 | 2037 | 2038 | 2039 | 2040 | 2041 | 2042
NEM | Black Coal | 417099.0686 | 398728.8296 | 389755.5887 | 369234.9146 | 335411.8414 | 315706.5522 | 315030.8775 | 301651.5118 | 311496.0992 | 271468.9573 | 215196.1244 | 150351.8923 | 150899.6645 | 145999.7325 | 51253.8239 | 50505.9388 | 49506.6818 | 48382.4082 | 50144.2251 | 49702.7836 | 27460.531
NEM | Brown Coal | 134538.425 | 141293.0506 | 140844.6219 | 142986.4392 | 123101.5684 | 87096.0259 | 55620.8656 | 45796.6029 | 33696.9623 | 32810.3979 | 31732.525 | 31125.5515 | 31552.737 | 30825.104 | 28159.5632 | 0 | 0 | 0 | 0 | 0 | 0
NEM | CCGT | 19521.0825 | 19551.5692 | 17810.9628 | 14489.4267 | 15793.8127 | 15896.8448 | 35483.6581 | 17196.1167 | 15102.2163 | 28219.4329 | 29271.7477 | 40176.6368 | 39141.7111 | 34378.3982 | 30393.3747 | 26204.2193 | 33728.3572 | 22481.7742 | 19483.0057 | 25371.4808 | 23444.2647
NEM | Peaking Gas+Liquids | 1268.7164 | 1015.9358 | 1683.8404 | 946.0764 | 1447.1166 | 1622.8382 | 5673.6027 | 2771.637 | 1203.1281 | 3746.2757 | 3365.232 | 8047.4797 | 4210.6635 | 4905.4433 | 4376.6623 | 4805.5462 | 20198.6416 | 8352.5071 | 4925.954 | 16707.3371 | 11256.8902
NEM | Hydro | 118664.5286 | 99731.3916 | 99279.9084 | 121135.0177 | 114161.6425 | 124349.6575 | 94698.6498 | 139309.2543 | 134271.3961 | 113112.4234 | 137785.546 | 118774.1745 | 115909.4221 | 132400.5452 | 117196.3741 | 127325.5385 | 82861.2541 | 137557.2617 | 127186.2976 | 101730.212 | 119472.4227
NEM | Dispatchable Storage | 164.742 | 1031.1322 | 1662.7858 | 3208.2411 | 9057.7808 | 10375.4486 | 15207.313 | 5973.7631 | 9496.7118 | 12766.1871 | 12668.7241 | 12927.2586 | 11923.2014 | 11198.6881 | 10844.2322 | 9192.9413 | 10751.9961 | 7946.2244 | 8287.5371 | 9613.146 | 8934.7184
NEM | Wind | 77844.7435 | 81324.8723 | 84590.4683 | 87797.3918 | 114414.8975 | 132990.9469 | 153012.8306 | 160757.3734 | 164274.1044 | 193927.0924 | 213930.6836 | 243513.578 | 241744.4391 | 244429.9637 | 285412.297 | 302184.958 | 299268.5203 | 314198.8164 | 311735.3651 | 305739.8342 | 309786.5132
NEM | Solar | 0 | 0 | 0 | 0 | 0 | 0 | 0 | 0 | 0 | 0 | 0 | 0 | 0 | 0 | 0 | 0 | 0 | 0 | 0 | 0 | 0
Total |  | 769101.3065 | 742676.7813 | 735628.1762 | 739797.5075 | 713388.6598 | 688038.3139 | 674727.7972 | 673456.2592 | 669540.6182 | 656050.7666 | 643950.5828 | 604916.5714 | 595381.8387 | 604137.875 | 527636.3273 | 520219.1422 | 496315.4511 | 538918.9919 | 521762.3847 | 508864.7936 | 500355.3402
Region | Technology | 2022 | 2023 | 2024 | 2025 | 2026 | 2027 | 2028 | 2029 | 2030 | 2031 | 2032 | 2033 | 2034 | 2035 | 2036 | 2037 | 2038 | 2039 | 2040 | 2041 | 2042
NSW | Black Coal | 202643.5923 | 196606.7436 | 179299.8913 | 171336.0765 | 164345.6303 | 164314.4085 | 164830.6895 | 159657.3497 | 170360.1788 | 148207.5305 | 91805.1611 | 72538.4328 | 73227.9304 | 70847.2746 | 0 | 0 | 0 | 0 | 0 | 0 | 0
NSW | Brown Coal | 0 | 0 | 0 | 0 | 0 | 0 | 0 | 0 | 0 | 0 | 0 | 0 | 0 | 0 | 0 | 0 | 0 | 0 | 0 | 0 | 0
NSW | CCGT | 259.8251 | 259.8251 | 781.6109 | 490.7808 | 490.7808 | 490.7808 | 5353.6939 | 538.0166 | 490.7808 | 3457.2433 | 4549.6717 | 9455.5413 | 8663.0244 | 6150.4104 | 5950.3414 | 4303.1387 | 10264.9706 | 5663.9351 | 5087.2407 | 8462.1036 | 5932.2035
NSW | Peaking Gas+Liquids | 171.8708 | 8.955 | 252.6989 | 351.5484 | 206.3547 | 172.8627 | 286.9721 | 406.9699 | 151.0623 | 499.6501 | 926.8464 | 3739.195 | 1096.0632 | 1650.8607 | 1546.0033 | 2264.5947 | 6939.3534 | 2724.5516 | 1313.1523 | 5904.2063 | 4829.9067
NSW | Hydro | 16512.0289 | 15588.9037 | 16082.5703 | 23025.8539 | 25395.3785 | 31386.1151 | 32077.8051 | 35099.0534 | 39380.5233 | 37503.5858 | 39214.3771 | 35939.3289 | 34994.6572 | 40881.9562 | 33000.4812 | 33353.9793 | 24125.7381 | 41789.0309 | 38923.8772 | 31499.3934 | 33932.0719
NSW | Dispatchable Storage | 69.7565 | 370.0029 | 293.5971 | 683.3539 | 1594.2392 | 3203.0087 | 6784.1686 | 2652.0724 | 3748.795 | 6166.8442 | 6011.7514 | 6142.5638 | 5480.0386 | 5098.705 | 5089.1319 | 4094.831 | 4976.4931 | 3771.431 | 3841.1971 | 4478.9991 | 4308.4866
NSW | Wind | 12008.1097 | 13833.027 | 15394.5381 | 15438.3221 | 16212.5532 | 15359.4507 | 23050.23 | 25038.4784 | 23492.4145 | 36406.0095 | 42557.7902 | 56240.3655 | 60528.7627 | 60985.9358 | 79303.4179 | 79848.0105 | 72798.9274 | 81396.2887 | 75693.0038 | 72359.0427 | 67588.195
NSW | Solar | 0 | 0 | 0 | 0 | 0 | 0 | 0 | 0 | 0 | 0 | 0 | 0 | 0 | 0 | 0 | 0 | 0 | 0 | 0 | 0 | 0
Total |  | 231665.1834 | 226667.4573 | 212104.9065 | 211325.9356 | 208244.9367 | 214926.6265 | 232383.5591 | 223391.9403 | 237623.7546 | 232240.8634 | 185065.5979 | 184055.4273 | 183990.4765 | 185615.1427 | 124889.3756 | 123864.5542 | 119105.4827 | 135345.2373 | 124858.4711 | 122703.745 | 116590.8638
Region | Technology | 2022 | 2023 | 2024 | 2025 | 2026 | 2027 | 2028 | 2029 | 2030 | 2031 | 2032 | 2033 | 2034 | 2035 | 2036 | 2037 | 2038 | 2039 | 2040 | 2041 | 2042
QLD | Black Coal | 214455.4763 | 202122.0861 | 210455.6974 | 197898.8382 | 171066.2111 | 151392.1437 | 150200.1881 | 141994.1621 | 141135.9204 | 123261.4267 | 123390.9633 | 77813.4596 | 77671.7342 | 75152.4579 | 51253.8239 | 50505.9388 | 49506.6818 | 48382.4082 | 50144.2251 | 49702.7836 | 27460.531
QLD | Brown Coal | 0 | 0 | 0 | 0 | 0 | 0 | 0 | 0 | 0 | 0 | 0 | 0 | 0 | 0 | 0 | 0 | 0 | 0 | 0 | 0 | 0
QLD | CCGT | 8811.4894 | 8811.4894 | 10084.4381 | 10308.1853 | 11560.2993 | 11568.241 | 18029.222 | 12888.2978 | 10885.9794 | 14089.2656 | 16069.8622 | 19714.4737 | 19091.0125 | 18331.4612 | 17512.9942 | 15270.8964 | 21931.6146 | 16325.929 | 14395.765 | 16909.3772 | 17512.0612
QLD | Peaking Gas+Liquids | 39.7623 | 8.4789 | 102.6024 | 447.2782 | 768.2164 | 530.2335 | 939.2767 | 1540.6252 | 500.8368 | 1161.7429 | 909.259 | 1219.2428 | 506.7538 | 872.3593 | 322.5773 | 325.9283 | 960.9893 | 920.8264 | 264.3161 | 1903.3727 | 645.0011
QLD | Hydro | 5116.3215 | 5110.4764 | 5104.6313 | 5098.7862 | 5092.9411 | 5087.096 | 5081.2509 | 5075.4058 | 5069.5607 | 5063.7156 | 5057.8706 | 5052.0255 | 5046.1804 | 5040.3353 | 5034.4902 | 5028.6451 | 1892.4066 | 1890.2044 | 1888.0022 | 1885.7999 | 1883.5977
QLD | Dispatchable Storage | 94.9855 | 661.1293 | 1369.1887 | 2524.8872 | 7463.5415 | 7172.4399 | 8423.1444 | 3321.6907 | 5747.9167 | 6599.343 | 6656.9727 | 6784.6948 | 6443.1628 | 6099.9831 | 5755.1003 | 5098.1104 | 5775.5029 | 4174.7933 | 4446.34 | 5134.1469 | 4626.2318
QLD | Wind | 6251.3884 | 11773.7049 | 11489.7293 | 11319.0015 | 31251.3754 | 47306.4877 | 44187.6884 | 46991.1668 | 49079.4152 | 55939.5011 | 55266.7492 | 76967.1439 | 72751.103 | 72319.7535 | 88173.7576 | 95060.019 | 100841.8086 | 102516.5264 | 102783.1239 | 101201.5014 | 97771.3961
QLD | Solar | 0 | 0 | 0 | 0 | 0 | 0 | 0 | 0 | 0 | 0 | 0 | 0 | 0 | 0 | 0 | 0 | 0 | 0 | 0 | 0 | 0
Total |  | 234769.4234 | 228487.365 | 238606.2871 | 227596.9766 | 227202.5848 | 223056.6418 | 226860.7704 | 211811.3484 | 212419.6293 | 206114.995 | 207351.6769 | 187551.0401 | 181509.9466 | 177816.3503 | 168052.7436 | 171289.538 | 180909.0039 | 174210.6877 | 173921.7723 | 176736.9818 | 149898.8189
Region | Technology | 2022 | 2023 | 2024 | 2025 | 2026 | 2027 | 2028 | 2029 | 2030 | 2031 | 2032 | 2033 | 2034 | 2035 | 2036 | 2037 | 2038 | 2039 | 2040 | 2041 | 2042
VIC | Black Coal | 0 | 0 | 0 | 0 | 0 | 0 | 0 | 0 | 0 | 0 | 0 | 0 | 0 | 0 | 0 | 0 | 0 | 0 | 0 | 0 | 0
VIC | Brown Coal | 134538.425 | 141293.0506 | 140844.6219 | 142986.4392 | 123101.5684 | 87096.0259 | 55620.8656 | 45796.6029 | 33696.9623 | 32810.3979 | 31732.525 | 31125.5515 | 31552.737 | 30825.104 | 28159.5632 | 0 | 0 | 0 | 0 | 0 | 0
VIC | CCGT | 68.1454 | 40.9413 | 29.8953 | 20.2572 | 54.3805 | 167.6196 | 959.7676 | 99.5989 | 55.2526 | 148.9906 | 92.1304 | 228.7658 | 118.4104 | 220.2856 | 197.0374 | 257.6595 | 1531.772 | 491.9101 | 0 | 0 | 0
VIC | Peaking Gas+Liquids | 352.5745 | 162.4732 | 104.8272 | 62.7084 | 274.1684 | 347.5734 | 765.4479 | 295.3051 | 158.6903 | 254.3207 | 302.5192 | 608.9188 | 286.175 | 534.1553 | 866.0739 | 900.9861 | 5786.6357 | 1900.7448 | 1220.1244 | 3736.2389 | 2438.1365
VIC | Hydro | 23238.3525 | 21562.3648 | 20457.4442 | 25798.1502 | 20016.5079 | 23105.6103 | 14008.7335 | 28320.5658 | 26662.5192 | 21027.9862 | 22978.5854 | 21315.7459 | 20212.4393 | 25502.4081 | 19793.4728 | 22840.126 | 13840.6913 | 27994.4119 | 26378.2881 | 20785.2583 | 22707.3838
VIC | Dispatchable Storage | 0 | 0 | 0 | 0 | 0 | 0 | 0 | 0 | 0 | 0 | 0 | 0 | 0 | 0 | 0 | 0 | 0 | 0 | 0 | 0 | 0
VIC | Wind | 35395.4569 | 33821.6301 | 34033.1832 | 35218.8141 | 37302.8054 | 35315.3917 | 45784.0633 | 46979.7425 | 48979.9835 | 51160.5075 | 56802.0634 | 49223.1744 | 49214.4915 | 50605.576 | 53201.4698 | 62815.8428 | 64558.4413 | 65371.4379 | 72227.4215 | 72624.2102 | 81554.3336
VIC | Solar | 0 | 0 | 0 | 0 | 0 | 0 | 0 | 0 | 0 | 0 | 0 | 0 | 0 | 0 | 0 | 0 | 0 | 0 | 0 | 0 | 0
Total |  | 193592.9543 | 196880.4601 | 195469.9717 | 204086.3691 | 180749.4305 | 146032.2208 | 117138.8778 | 121491.8152 | 109553.408 | 105402.203 | 111907.8233 | 102502.1564 | 101384.2532 | 107687.529 | 102217.6172 | 86814.6145 | 85717.5404 | 95758.5047 | 99825.834 | 97145.7074 | 106699.8538
Region | Technology | 2022 | 2023 | 2024 | 2025 | 2026 | 2027 | 2028 | 2029 | 2030 | 2031 | 2032 | 2033 | 2034 | 2035 | 2036 | 2037 | 2038 | 2039 | 2040 | 2041 | 2042
SA | Black Coal | 0 | 0 | 0 | 0 | 0 | 0 | 0 | 0 | 0 | 0 | 0 | 0 | 0 | 0 | 0 | 0 | 0 | 0 | 0 | 0 | 0
SA | Brown Coal | 0 | 0 | 0 | 0 | 0 | 0 | 0 | 0 | 0 | 0 | 0 | 0 | 0 | 0 | 0 | 0 | 0 | 0 | 0 | 0 | 0
SA | CCGT | 10381.6226 | 10439.3133 | 6915.0186 | 3670.2035 | 3688.3521 | 3670.2035 | 11140.9746 | 3670.2035 | 3670.2035 | 10523.9334 | 8560.0834 | 10777.856 | 11269.2637 | 9676.241 | 6733.0016 | 6372.5246 | 0 | 0 | 0 | 0 | 0
SA | Peaking Gas+Liquids | 704.5088 | 836.0287 | 1223.7119 | 84.5414 | 198.3772 | 572.1685 | 3681.9059 | 528.7369 | 392.5388 | 1830.5619 | 1218.5701 | 2464.0485 | 2321.6714 | 1848.068 | 1635.3726 | 1305.9998 | 6487.5513 | 2770.7105 | 2128.3612 | 5145.9886 | 3340.3054
SA | Hydro | 0 | 0 | 0 | 0 | 0 | 0 | 0 | 0 | 0 | 0 | 0 | 0 | 0 | 0 | 0 | 0 | 0 | 0 | 0 | 0 | 0
SA | Dispatchable Storage | 0 | 0 | 0 | 0 | 0 | 0 | 0 | 0 | 0 | 0 | 0 | 0 | 0 | 0 | 0 | 0 | 0 | 0 | 0 | 0 | 0
SA | Wind | 18431.0751 | 16342.7862 | 16924.7901 | 16843.9879 | 18641.7159 | 22027.5652 | 24686.9582 | 25595.8173 | 25237.7112 | 25476.1953 | 31429.6265 | 28236.9083 | 27408.5651 | 26751.6248 | 30664.6906 | 29771.8906 | 28587.0741 | 29922.0201 | 27510.42 | 27833.9657 | 30084.8993
SA | Solar | 0 | 0 | 0 | 0 | 0 | 0 | 0 | 0 | 0 | 0 | 0 | 0 | 0 | 0 | 0 | 0 | 0 | 0 | 0 | 0 | 0
Total |  | 29517.2064 | 27618.1283 | 25063.5206 | 20598.7328 | 22528.4452 | 26269.9371 | 39509.8388 | 29794.7577 | 29300.4535 | 37830.6906 | 41208.28 | 41478.8128 | 40999.5003 | 38275.9338 | 39033.0649 | 37450.4149 | 35074.6254 | 32692.7306 | 29638.7812 | 32979.9543 | 33425.2048
Region | Technology | 2022 | 2023 | 2024 | 2025 | 2026 | 2027 | 2028 | 2029 | 2030 | 2031 | 2032 | 2033 | 2034 | 2035 | 2036 | 2037 | 2038 | 2039 | 2040 | 2041 | 2042
TAS | Black Coal | 0 | 0 | 0 | 0 | 0 | 0 | 0 | 0 | 0 | 0 | 0 | 0 | 0 | 0 | 0 | 0 | 0 | 0 | 0 | 0 | 0
TAS | Brown Coal | 0 | 0 | 0 | 0 | 0 | 0 | 0 | 0 | 0 | 0 | 0 | 0 | 0 | 0 | 0 | 0 | 0 | 0 | 0 | 0 | 0
TAS | CCGT | 0 | 0 | 0 | 0 | 0 | 0 | 0 | 0 | 0 | 0 | 0 | 0 | 0 | 0 | 0 | 0 | 0 | 0 | 0 | 0 | 0
TAS | Peaking Gas+Liquids | 0 | 0 | 0 | 0 | 0 | 0 | 0 | 0 | 0 | 0 | 8.0373 | 16.0746 | 0 | 0 | 6.6352 | 8.0373 | 24.1119 | 35.6739 | 0 | 17.5306 | 3.5405
TAS | Hydro | 73797.8257 | 57469.6466 | 57635.2626 | 67212.2273 | 63656.815 | 64770.8361 | 43530.8603 | 70814.2293 | 63158.7928 | 49517.1357 | 70534.713 | 56467.0742 | 55656.1453 | 60975.8456 | 59367.9299 | 66102.7881 | 43002.418 | 65883.6145 | 59996.1302 | 47559.7603 | 60949.3692
TAS | VPP Battery | 0 | 0 | 0 | 0 | 0 | 0 | 0 | 0 | 0 | 0 | 0 | 0 | 0 | 0 | 0 | 0 | 0 | 0 | 0 | 0 | 0
TAS | Wind | 5758.7134 | 5553.724 | 6748.2276 | 8977.2661 | 11006.4477 | 12982.0516 | 15303.8908 | 16152.1683 | 17484.58 | 24944.8789 | 27874.4544 | 32845.9859 | 31841.5168 | 33767.0736 | 34068.961 | 34689.1952 | 32482.2689 | 34992.5433 | 33521.396 | 31721.1141 | 32787.6892
TAS | Solar | 0 | 0 | 0 | 0 | 0 | 0 | 0 | 0 | 0 | 0 | 0 | 0 | 0 | 0 | 0 | 0 | 0 | 0 | 0 | 0 | 0
Total |  | 79556.539 | 63023.3707 | 64383.4902 | 76189.4935 | 74663.2626 | 77752.8876 | 58834.7511 | 86966.3976 | 80643.3729 | 74462.0147 | 98417.2047 | 89329.1347 | 87497.6621 | 94742.9192 | 93443.5261 | 100800.0207 | 75508.7988 | 100911.8316 | 93517.5262 | 79298.4051 | 93740.5989

## FOMCost_1
FOM cost by technology ($000s) - Step Change (Counterfactual)
Real June 2019 dollars. Years are financial year ending. Some rounding errors may be present.
Region | Technology | 2022 | 2023 | 2024 | 2025 | 2026 | 2027 | 2028 | 2029 | 2030 | 2031 | 2032 | 2033 | 2034 | 2035 | 2036 | 2037 | 2038 | 2039 | 2040 | 2041 | 2042
NEM | Black Coal | 1770652.2638 | 1521608.2889 | 812212.4597 | 944753.3642 | 608116.55 | 599027.6031 | 428761.0282 | 388673.55 | 388673.55 | 1033280.6297 | 634936.5972 | 828146.7889 | 271925.55 | 271925.55 | 235544.8652 | 234901.3 | 210578.8 | 210578.8 | 211155.7282 | 855185.8797 | 210578.8
NEM | Brown Coal | 685241 | 685241 | 687118.3726 | 685241 | 462463 | 0 | 0 | 0 | 0 | 0 | 0 | 0 | 0 | 0 | 0 | 0 | 0 | 0 | 0 | 0 | 0
NEM | CCGT | 98720.8177 | 91542.753 | 89867.6931 | 89622.153 | 89622.153 | 89622.153 | 89867.6931 | 85514.203 | 85514.203 | 85514.203 | 85748.4885 | 85514.203 | 85514.203 | 85514.203 | 47339.546 | 47210.203 | 41565.773 | 41565.773 | 16139.7928 | 16095.695 | 16095.695
NEM | Peaking Gas+Liquids | 102587.4673 | 102587.4673 | 102868.5289 | 107721.5625 | 107721.5625 | 112599.0227 | 112907.5132 | 112962.9332 | 114070.5013 | 109471.0076 | 114459.9549 | 113972.2689 | 110440.5618 | 112945.2078 | 111282.3579 | 110978.3078 | 114591.7293 | 115252.7203 | 110087.702 | 111882.7646 | 118368.4731
NEM | Hydro | 408726.67 | 408726.67 | 409846.4691 | 408726.67 | 408726.67 | 408726.67 | 409846.4691 | 408726.67 | 408726.67 | 408726.67 | 409846.4691 | 408726.67 | 408726.67 | 408726.67 | 409846.4691 | 408726.67 | 403613.518 | 403613.518 | 404719.3085 | 403613.518 | 403613.518
NEM | Dispatchable Storage | 50293.5 | 50467.482 | 50605.7491 | 62915.5732 | 97782.6267 | 149695.1263 | 152529.7895 | 206457.7418 | 209778.7368 | 209534.8368 | 210108.9048 | 214373.6919 | 215951.0543 | 218884.1436 | 219483.8261 | 220740.4041 | 226001.3426 | 226001.3426 | 226620.5244 | 226001.3426 | 226001.3426
NEM | Wind | 604169.0642 | 651088.6171 | 697391.0332 | 861644.7555 | 890196.4888 | 1118205.8968 | 1152005.1458 | 1429327.3763 | 1586143.8594 | 1531094.0259 | 1455669.0004 | 1587977.5908 | 1905983.2634 | 1584059.9808 | 1899288.9534 | 2137139.8029 | 2582620.3963 | 2616691.334 | 2476515.2699 | 2733971.6407 | 1720428.3054
NEM | Solar | 157745.0759 | 166277.6307 | 178759.3794 | 182608.6229 | 203237.1462 | 267036.5316 | 267768.1385 | 267036.5316 | 267036.5316 | 267036.5316 | 267768.1385 | 267036.5316 | 267036.5316 | 267036.5316 | 367561.2943 | 267036.5316 | 323826.4891 | 396534.3493 | 267768.1385 | 267036.5316 | 267036.5316
Total |  | 3878135.859 | 3677539.909 | 3028669.6851 | 3343233.7012 | 2867866.1973 | 2744913.0035 | 2613685.7776 | 2898699.0058 | 3059944.052 | 3644657.9045 | 3178537.5534 | 3505747.7451 | 3265577.8342 | 2949092.2867 | 3290347.3121 | 3426733.2194 | 3902798.0483 | 4010237.8373 | 3713006.4643 | 4613787.3721 | 2962122.6657
Region | Technology | 2022 | 2023 | 2024 | 2025 | 2026 | 2027 | 2028 | 2029 | 2030 | 2031 | 2032 | 2033 | 2034 | 2035 | 2036 | 2037 | 2038 | 2039 | 2040 | 2041 | 2042
NSW | Black Coal | 1047997.716 | 526176.75 | 447676.1589 | 596347.0642 | 335380.25 | 192688.25 | 193216.163 | 153772.25 | 153772.25 | 153772.25 | 115170.9247 | 37024.25 | 37024.25 | 37024.25 | 0 | 0 | 0 | 0 | 0 | 0 | 0
NSW | Brown Coal | 0 | 0 | 0 | 0 | 0 | 0 | 0 | 0 | 0 | 0 | 0 | 0 | 0 | 0 | 0 | 0 | 0 | 0 | 0 | 0 | 0
NSW | CCGT | 4694.8 | 4694.8 | 4707.6625 | 4694.8 | 4694.8 | 4694.8 | 4707.6625 | 4694.8 | 4694.8 | 4694.8 | 4707.6625 | 4694.8 | 4694.8 | 4694.8 | 4707.6625 | 4694.8 | 4694.8 | 4694.8 | 4707.6625 | 4694.8 | 4694.8
NSW | Peaking Gas+Liquids | 23071.8361 | 23071.8361 | 23135.0466 | 28205.9313 | 28205.9313 | 33083.3915 | 33174.0309 | 33083.3915 | 33487.4241 | 33487.4241 | 37430.9189 | 38510.7126 | 41066.9976 | 43598.2748 | 42959.1495 | 42841.7748 | 42841.7748 | 42841.7748 | 42959.1495 | 42841.7748 | 48223.292
NSW | Hydro | 135226.3 | 135226.3 | 135596.783 | 135226.3 | 135226.3 | 135226.3 | 135596.783 | 135226.3 | 135226.3 | 135226.3 | 135596.783 | 135226.3 | 135226.3 | 135226.3 | 135596.783 | 135226.3 | 135226.3 | 135226.3 | 135596.783 | 135226.3 | 135226.3
NSW | Dispatchable Storage | 14203.2 | 14203.2 | 14242.1129 | 26651.2912 | 51445.44 | 65046.5627 | 65224.7724 | 76180.947 | 79501.942 | 79501.942 | 79719.7556 | 79501.942 | 79501.942 | 82800.8813 | 83027.733 | 82800.8813 | 82800.8813 | 82800.8813 | 83027.733 | 82800.8813 | 82800.8813
NSW | Wind | 84048.0172 | 93475.0648 | 93731.1609 | 259634.2271 | 259634.2271 | 377483.2991 | 378517.4999 | 377483.2991 | 377483.2991 | 377483.2991 | 378517.4999 | 377483.2991 | 377483.2991 | 377483.2991 | 439841.578 | 513895.3471 | 1155340.4696 | 486481.8078 | 439841.578 | 1014151.3914 | 513851.6237
NSW | Solar | 67531.8579 | 67531.8579 | 67716.8767 | 71869.515 | 71869.515 | 71869.515 | 72066.4178 | 71869.515 | 71869.515 | 71869.515 | 72066.4178 | 71869.515 | 71869.515 | 71869.515 | 72066.4178 | 71869.515 | 87784.0746 | 201367.3327 | 72066.4178 | 71869.515 | 71869.515
Total |  | 1376773.7272 | 864379.8088 | 786805.8014 | 1122629.1287 | 886456.4634 | 880092.1183 | 882503.3295 | 852310.5026 | 856035.5302 | 856035.5302 | 823209.9622 | 744310.8187 | 746867.1037 | 752697.3202 | 778199.3238 | 851328.6182 | 1508688.3004 | 953412.8967 | 778199.3238 | 1351584.6625 | 856666.4119
Region | Technology | 2022 | 2023 | 2024 | 2025 | 2026 | 2027 | 2028 | 2029 | 2030 | 2031 | 2032 | 2033 | 2034 | 2035 | 2036 | 2037 | 2038 | 2039 | 2040 | 2041 | 2042
QLD | Black Coal | 722654.5478 | 995431.5389 | 364536.3008 | 348406.3 | 272736.3 | 406339.3531 | 235544.8652 | 234901.3 | 234901.3 | 879508.3797 | 519765.6726 | 791122.5389 | 234901.3 | 234901.3 | 235544.8652 | 234901.3 | 210578.8 | 210578.8 | 211155.7282 | 855185.8797 | 210578.8
QLD | Brown Coal | 0 | 0 | 0 | 0 | 0 | 0 | 0 | 0 | 0 | 0 | 0 | 0 | 0 | 0 | 0 | 0 | 0 | 0 | 0 | 0 | 0
QLD | CCGT | 17038.923 | 17038.923 | 17085.605 | 17038.923 | 17038.923 | 17038.923 | 17085.605 | 12930.973 | 12930.973 | 12930.973 | 12966.4003 | 12930.973 | 12930.973 | 12930.973 | 12966.4003 | 12930.973 | 12930.973 | 12930.973 | 11432.1303 | 11400.895 | 11400.895
QLD | Peaking Gas+Liquids | 28890.735 | 28890.735 | 28969.8877 | 28890.735 | 28890.735 | 28890.735 | 28969.8877 | 29254.6454 | 29958.181 | 31145.9123 | 32068.5219 | 34169.4493 | 30653.5572 | 30626.9259 | 30710.8353 | 30626.9259 | 33984.1957 | 34645.1868 | 35934.7648 | 36577.0455 | 37681.2369
QLD | Hydro | 9019.032 | 9019.032 | 9043.7417 | 9019.032 | 9019.032 | 9019.032 | 9043.7417 | 9019.032 | 9019.032 | 9019.032 | 9043.7417 | 9019.032 | 9019.032 | 9019.032 | 9043.7417 | 9019.032 | 3905.88 | 3905.88 | 3916.581 | 3905.88 | 3905.88
QLD | Dispatchable Storage | 33732.6 | 33906.582 | 33999.4767 | 33906.582 | 37984.3549 | 43473.3366 | 46016.9812 | 55853.5973 | 55853.5973 | 55853.5973 | 56006.6209 | 55853.5973 | 55853.5973 | 55853.5973 | 56006.6209 | 55853.5973 | 55853.5973 | 55853.5973 | 56006.6209 | 55853.5973 | 55853.5973
QLD | Wind | 167640.2156 | 180988.8924 | 226003.364 | 225385.8685 | 227700.1183 | 227700.1183 | 228323.9543 | 227700.1183 | 227700.1183 | 227700.1183 | 228323.9543 | 227700.1183 | 227700.1183 | 227700.1183 | 228323.9543 | 227700.1183 | 227700.1183 | 227700.1183 | 228323.9543 | 227700.1183 | 227700.1183
QLD | Solar | 52351.7005 | 57920.9153 | 66987.662 | 66804.6356 | 66804.6356 | 66804.6356 | 66987.662 | 66804.6356 | 66804.6356 | 66804.6356 | 66987.662 | 66804.6356 | 66804.6356 | 66804.6356 | 166780.8177 | 66804.6356 | 107680.0335 | 66804.6356 | 66987.662 | 66804.6356 | 66804.6356
Total |  | 1031327.7539 | 1323196.6186 | 746626.0379 | 729452.076 | 660174.0988 | 799266.1336 | 631972.697 | 636464.3016 | 637167.8372 | 1282962.6481 | 925162.5735 | 1197600.3444 | 637863.2134 | 637836.5821 | 739377.2353 | 637836.5821 | 652633.5978 | 612419.191 | 613757.4415 | 1257428.0514 | 613925.1631
Region | Technology | 2022 | 2023 | 2024 | 2025 | 2026 | 2027 | 2028 | 2029 | 2030 | 2031 | 2032 | 2033 | 2034 | 2035 | 2036 | 2037 | 2038 | 2039 | 2040 | 2041 | 2042
VIC | Black Coal | 0 | 0 | 0 | 0 | 0 | 0 | 0 | 0 | 0 | 0 | 0 | 0 | 0 | 0 | 0 | 0 | 0 | 0 | 0 | 0 | 0
VIC | Brown Coal | 685241 | 685241 | 687118.3726 | 685241 | 462463 | 0 | 0 | 0 | 0 | 0 | 0 | 0 | 0 | 0 | 0 | 0 | 0 | 0 | 0 | 0 | 0
VIC | CCGT | 23940 | 23940 | 24005.589 | 23940 | 23940 | 23940 | 24005.589 | 23940 | 23940 | 23940 | 24005.589 | 23940 | 23940 | 23940 | 24005.589 | 23940 | 23940 | 23940 | 0 | 0 | 0
VIC | Peaking Gas+Liquids | 28747 | 28747 | 28825.7589 | 28747 | 28747 | 28747 | 28825.7589 | 28747 | 28747 | 28747 | 28825.7589 | 28747 | 26174.9 | 26174.9 | 26246.6121 | 26174.9 | 26174.9 | 26174.9 | 19571.1732 | 22688.6855 | 22688.6855
VIC | Hydro | 130551.08 | 130551.08 | 130908.7542 | 130551.08 | 130551.08 | 130551.08 | 130908.7542 | 130551.08 | 130551.08 | 130551.08 | 130908.7542 | 130551.08 | 130551.08 | 130551.08 | 130908.7542 | 130551.08 | 130551.08 | 130551.08 | 130908.7542 | 130551.08 | 130551.08
VIC | Dispatchable Storage | 609.75 | 609.75 | 611.4205 | 609.75 | 6604.8818 | 33501.0187 | 33592.8023 | 59330.5391 | 59330.5391 | 59330.5391 | 59493.0885 | 60163.9897 | 59716.8397 | 59554.2397 | 59717.402 | 60021.9672 | 65282.9057 | 65282.9057 | 65461.763 | 65282.9057 | 65282.9057
VIC | Wind | 199173.2336 | 204871.6138 | 205432.9059 | 204871.6138 | 231109.0973 | 337688.5975 | 347404.5616 | 626925.1544 | 626925.1544 | 649289.5407 | 651068.4162 | 785575.3688 | 783169.8188 | 783169.8188 | 785315.4896 | 783169.8188 | 891376.7256 | 1453083.8191 | 1096264.0254 | 1235133.6562 | 783169.8188
VIC | Solar | 25184.0611 | 25184.0611 | 27554.0417 | 27478.7574 | 48107.2807 | 111906.6661 | 112213.2597 | 111906.6661 | 111906.6661 | 111906.6661 | 112213.2597 | 111906.6661 | 111906.6661 | 111906.6661 | 112213.2597 | 111906.6661 | 111906.6661 | 111906.6661 | 112213.2597 | 111906.6661 | 111906.6661
Total |  | 1093446.1247 | 1099144.5049 | 1104456.8429 | 1101439.2012 | 931522.3399 | 666334.3622 | 676950.7257 | 981400.4395 | 981400.4395 | 1003764.8259 | 1006514.8665 | 1140884.1047 | 1135459.3047 | 1135296.7047 | 1138407.1066 | 1135764.4321 | 1249232.2774 | 1810939.3709 | 1424418.9754 | 1565562.9935 | 1113599.1561
Region | Technology | 2022 | 2023 | 2024 | 2025 | 2026 | 2027 | 2028 | 2029 | 2030 | 2031 | 2032 | 2033 | 2034 | 2035 | 2036 | 2037 | 2038 | 2039 | 2040 | 2041 | 2042
SA | Black Coal | 0 | 0 | 0 | 0 | 0 | 0 | 0 | 0 | 0 | 0 | 0 | 0 | 0 | 0 | 0 | 0 | 0 | 0 | 0 | 0 | 0
SA | Brown Coal | 0 | 0 | 0 | 0 | 0 | 0 | 0 | 0 | 0 | 0 | 0 | 0 | 0 | 0 | 0 | 0 | 0 | 0 | 0 | 0 | 0
SA | CCGT | 53047.0947 | 45869.03 | 44068.8367 | 43948.43 | 43948.43 | 43948.43 | 44068.8367 | 43948.43 | 43948.43 | 43948.43 | 44068.8367 | 43948.43 | 43948.43 | 43948.43 | 5659.8942 | 5644.43 | 0 | 0 | 0 | 0 | 0
SA | Peaking Gas+Liquids | 19184.7562 | 19184.7562 | 19237.3172 | 19184.7562 | 19184.7562 | 19184.7562 | 19237.3172 | 19184.7562 | 19184.7562 | 13397.5312 | 13434.2368 | 9851.967 | 9851.967 | 9851.967 | 8665.2426 | 8641.567 | 8897.7187 | 8897.7187 | 8922.096 | 8897.7187 | 8897.7187
SA | Hydro | 0 | 0 | 0 | 0 | 0 | 0 | 0 | 0 | 0 | 0 | 0 | 0 | 0 | 0 | 0 | 0 | 0 | 0 | 0 | 0 | 0
SA | Dispatchable Storage | 1747.95 | 1747.95 | 1752.7389 | 1747.95 | 1747.95 | 7674.2084 | 7695.2336 | 15092.6584 | 15092.6584 | 14848.7584 | 14889.4399 | 18854.1628 | 20878.6753 | 20675.4253 | 20732.0703 | 22063.9584 | 22063.9584 | 22063.9584 | 22124.4076 | 22063.9584 | 22063.9584
SA | Wind | 119116.7202 | 128737.7165 | 129090.4226 | 128737.7165 | 128737.7165 | 128737.7165 | 129090.4226 | 128737.7165 | 285554.1996 | 208139.9798 | 129090.4226 | 128737.7165 | 449148.9392 | 127225.6565 | 377139.2242 | 543893.4306 | 239721.9947 | 380944.5007 | 643417.0048 | 188505.3868 | 127225.6565
SA | Solar | 12677.4564 | 15640.7964 | 16500.7991 | 16455.7149 | 16455.7149 | 16455.7149 | 16500.7991 | 16455.7149 | 16455.7149 | 16455.7149 | 16500.7991 | 16455.7149 | 16455.7149 | 16455.7149 | 16500.7991 | 16455.7149 | 16455.7149 | 16455.7149 | 16500.7991 | 16455.7149 | 16455.7149
Total |  | 205773.9775 | 211180.2492 | 210650.1145 | 210074.5677 | 210074.5677 | 216000.8261 | 216592.6091 | 223419.2761 | 380235.7591 | 296790.4143 | 217983.735 | 217847.9913 | 540283.7264 | 218157.1938 | 428697.2303 | 596699.101 | 287139.3867 | 428361.8927 | 690964.3075 | 235922.7788 | 174643.0485
Region | Technology | 2022 | 2023 | 2024 | 2025 | 2026 | 2027 | 2028 | 2029 | 2030 | 2031 | 2032 | 2033 | 2034 | 2035 | 2036 | 2037 | 2038 | 2039 | 2040 | 2041 | 2042
TAS | Black Coal | 0 | 0 | 0 | 0 | 0 | 0 | 0 | 0 | 0 | 0 | 0 | 0 | 0 | 0 | 0 | 0 | 0 | 0 | 0 | 0 | 0
TAS | Brown Coal | 0 | 0 | 0 | 0 | 0 | 0 | 0 | 0 | 0 | 0 | 0 | 0 | 0 | 0 | 0 | 0 | 0 | 0 | 0 | 0 | 0
TAS | CCGT | 0 | 0 | 0 | 0 | 0 | 0 | 0 | 0 | 0 | 0 | 0 | 0 | 0 | 0 | 0 | 0 | 0 | 0 | 0 | 0 | 0
TAS | Peaking Gas+Liquids | 2693.14 | 2693.14 | 2700.5185 | 2693.14 | 2693.14 | 2693.14 | 2700.5185 | 2693.14 | 2693.14 | 2693.14 | 2700.5185 | 2693.14 | 2693.14 | 2693.14 | 2700.5185 | 2693.14 | 2693.14 | 2693.14 | 2700.5185 | 877.54 | 877.54
TAS | Hydro | 133930.258 | 133930.258 | 134297.1902 | 133930.258 | 133930.258 | 133930.258 | 134297.1902 | 133930.258 | 133930.258 | 133930.258 | 134297.1902 | 133930.258 | 133930.258 | 133930.258 | 134297.1902 | 133930.258 | 133930.258 | 133930.258 | 134297.1902 | 133930.258 | 133930.258
TAS | VPP Battery | 0 | 0 | 0 | 0 | 0 | 0 | 0 | 0 | 0 | 0 | 0 | 0 | 0 | 0 | 0 | 0 | 0 | 0 | 0 | 0 | 0
TAS | Wind | 34190.8777 | 43015.3296 | 43133.1798 | 43015.3296 | 43015.3296 | 46596.1654 | 68668.7074 | 68481.088 | 68481.088 | 68481.088 | 68668.7074 | 68481.088 | 68481.088 | 68481.088 | 68668.7074 | 68481.088 | 68481.088 | 68481.088 | 68668.7074 | 68481.088 | 68481.088
TAS | Solar | 0 | 0 | 0 | 0 | 0 | 0 | 0 | 0 | 0 | 0 | 0 | 0 | 0 | 0 | 0 | 0 | 0 | 0 | 0 | 0 | 0
Total |  | 170814.2757 | 179638.7276 | 180130.8885 | 179638.7276 | 179638.7276 | 183219.5634 | 205666.4161 | 205104.486 | 205104.486 | 205104.486 | 205666.4161 | 205104.486 | 205104.486 | 205104.486 | 205666.4161 | 205104.486 | 205104.486 | 205104.486 | 205666.4161 | 203288.886 | 203288.886

## FOMCost_2
FOM cost by technology ($000s) - Step Change (DP8)
Real June 2019 dollars. Years are financial year ending. Some rounding errors may be present.
Region | Technology | 2022 | 2023 | 2024 | 2025 | 2026 | 2027 | 2028 | 2029 | 2030 | 2031 | 2032 | 2033 | 2034 | 2035 | 2036 | 2037 | 2038 | 2039 | 2040 | 2041 | 2042
NEM | Black Coal | 1770652.2638 | 1521608.2889 | 833891.6926 | 2165230.2558 | 654329.3 | 630006.8 | 631732.846 | 592171.8 | 592171.8 | 1015153.0301 | 705665.0945 | 302463.8 | 302463.8 | 302463.8 | 109263.3337 | 108964.8 | 108964.8 | 108964.8 | 109263.3337 | 593563.0301 | 68751.6
NEM | Brown Coal | 685241 | 685241 | 687118.3726 | 685241 | 577693 | 858411.2035 | 251521.2164 | 193219 | 135604 | 135604 | 135975.5178 | 135604 | 135604 | 135604 | 135975.5178 | 0 | 0 | 0 | 0 | 0 | 0
NEM | CCGT | 98720.8177 | 91542.753 | 89867.6931 | 89622.153 | 89622.153 | 89622.153 | 89867.6931 | 85514.203 | 85514.203 | 85514.203 | 85748.4885 | 85514.203 | 85514.203 | 85514.203 | 47339.546 | 47210.203 | 41565.773 | 41565.773 | 16139.7928 | 16095.695 | 16095.695
NEM | Peaking Gas+Liquids | 102587.4673 | 102587.4673 | 102868.5289 | 102587.4673 | 102587.4673 | 102587.4673 | 102868.5289 | 102587.4673 | 102587.4673 | 96800.2423 | 97065.4485 | 93254.6781 | 86264.6181 | 84494.4081 | 82753.6109 | 82527.5081 | 82527.5081 | 82527.5081 | 76078.172 | 74054.7081 | 74054.7081
NEM | Hydro | 408726.67 | 408726.67 | 409846.4691 | 408726.67 | 408726.67 | 408726.67 | 409846.4691 | 428847.87 | 428847.87 | 428847.87 | 430022.7957 | 428847.87 | 428847.87 | 428847.87 | 430022.7957 | 428847.87 | 423734.718 | 423734.718 | 424895.635 | 423734.718 | 423734.718
NEM | Dispatchable Storage | 50293.5 | 50467.482 | 50605.7491 | 62915.5732 | 87709.722 | 89079.7392 | 91845.9487 | 107150.1513 | 107150.1513 | 111571.5577 | 114686.1757 | 128789.8109 | 131507.159 | 134169.839 | 165576.4157 | 176897.8762 | 195942.826 | 195942.826 | 196479.6557 | 200478.4597 | 212894.8182
NEM | Wind | 412630.0856 | 455166.546 | 465789.5591 | 469351.7635 | 538630.5915 | 615162.8087 | 744235.1594 | 749861.8979 | 765042.6717 | 894081.0865 | 967391.2161 | 1147700.7223 | 1153902.7433 | 1153902.7433 | 1311556.9763 | 1362915.9385 | 1443803.1838 | 1415898.8038 | 1426053.0403 | 1431887.5338 | 1429674.4278
NEM | Solar | 134511.1742 | 147596.0807 | 151075.6191 | 150662.8442 | 179705.9008 | 212539.2608 | 241206.5419 | 241423.3844 | 251054.9943 | 268352.3688 | 288572.1097 | 330363.6359 | 361851.7688 | 369570.2193 | 442932.6244 | 445647.0596 | 504404.9959 | 501892.908 | 510983.5875 | 538016.6415 | 538016.6415
Total |  | 3663362.9786 | 3462936.288 | 2791063.6836 | 4134337.727 | 2639004.8047 | 3006136.1026 | 2563124.4035 | 2500775.774 | 2467973.1577 | 3035924.3584 | 2825126.8464 | 2652538.7202 | 2685956.1622 | 2694567.0828 | 2725420.8206 | 2653011.2554 | 2800943.8049 | 2770527.337 | 2759893.217 | 3277830.7863 | 2763222.6087
Region | Technology | 2022 | 2023 | 2024 | 2025 | 2026 | 2027 | 2028 | 2029 | 2030 | 2031 | 2032 | 2033 | 2034 | 2035 | 2036 | 2037 | 2038 | 2039 | 2040 | 2041 | 2042
NSW | Black Coal | 1047997.716 | 526176.75 | 408653.5397 | 1451404.2566 | 336191 | 336191 | 337112.0712 | 336191 | 336191 | 297275 | 187525.3644 | 148097 | 148097 | 148097 | 0 | 0 | 0 | 0 | 0 | 0 | 0
NSW | Brown Coal | 0 | 0 | 0 | 0 | 0 | 0 | 0 | 0 | 0 | 0 | 0 | 0 | 0 | 0 | 0 | 0 | 0 | 0 | 0 | 0 | 0
NSW | CCGT | 4694.8 | 4694.8 | 4707.6625 | 4694.8 | 4694.8 | 4694.8 | 4707.6625 | 4694.8 | 4694.8 | 4694.8 | 4707.6625 | 4694.8 | 4694.8 | 4694.8 | 4707.6625 | 4694.8 | 4694.8 | 4694.8 | 4707.6625 | 4694.8 | 4694.8
NSW | Peaking Gas+Liquids | 23071.8361 | 23071.8361 | 23135.0466 | 23071.8361 | 23071.8361 | 23071.8361 | 23135.0466 | 23071.8361 | 23071.8361 | 23071.8361 | 23135.0466 | 23071.8361 | 23071.8361 | 23071.8361 | 22376.474 | 22315.3361 | 22315.3361 | 22315.3361 | 22376.474 | 22315.3361 | 22315.3361
NSW | Hydro | 135226.3 | 135226.3 | 135596.783 | 135226.3 | 135226.3 | 135226.3 | 135596.783 | 135226.3 | 135226.3 | 135226.3 | 135596.783 | 135226.3 | 135226.3 | 135226.3 | 135596.783 | 135226.3 | 135226.3 | 135226.3 | 135596.783 | 135226.3 | 135226.3
NSW | Dispatchable Storage | 14203.2 | 14203.2 | 14242.1129 | 26651.2912 | 51445.44 | 51445.44 | 51586.3864 | 51445.44 | 51445.44 | 51445.44 | 54395.3289 | 60192.4555 | 60192.4555 | 60192.4555 | 79091.5064 | 78875.4094 | 86946.3431 | 86946.3431 | 87184.5523 | 89681.367 | 89681.367
NSW | Wind | 75120.0572 | 84505.7581 | 89576.7689 | 89332.0236 | 89332.0236 | 89332.0236 | 129540.8415 | 129186.9048 | 129186.9048 | 184822.918 | 227712.6585 | 293724.1736 | 312696.2286 | 312696.2286 | 405207.176 | 401969.4226 | 389163.8328 | 387789.2328 | 388851.6691 | 371271.1228 | 369058.0168
NSW | Solar | 47972.3469 | 54621.5244 | 57846.338 | 57688.2879 | 83572.4374 | 99823.9716 | 116422.7018 | 116104.607 | 116104.607 | 123893.9979 | 141910.6709 | 141522.9369 | 150599.7401 | 150599.7401 | 198500.3135 | 201882.5965 | 245609.8435 | 241685.5105 | 242347.6626 | 258911.6513 | 258911.6513
Total |  | 1348286.2562 | 842500.1686 | 733758.2516 | 1788068.7954 | 723533.8371 | 739785.3714 | 798101.4931 | 795920.8879 | 795920.8879 | 820430.292 | 774983.5148 | 806529.502 | 834578.3602 | 834578.3602 | 845479.9154 | 844963.8646 | 883956.4556 | 878657.5226 | 881064.8035 | 882100.5772 | 879887.4712
Region | Technology | 2022 | 2023 | 2024 | 2025 | 2026 | 2027 | 2028 | 2029 | 2030 | 2031 | 2032 | 2033 | 2034 | 2035 | 2036 | 2037 | 2038 | 2039 | 2040 | 2041 | 2042
QLD | Black Coal | 722654.5478 | 995431.5389 | 425238.1529 | 713825.9991 | 318138.3 | 293815.8 | 294620.7748 | 255980.8 | 255980.8 | 717878.0301 | 518139.7301 | 154366.8 | 154366.8 | 154366.8 | 109263.3337 | 108964.8 | 108964.8 | 108964.8 | 109263.3337 | 593563.0301 | 68751.6
QLD | Brown Coal | 0 | 0 | 0 | 0 | 0 | 0 | 0 | 0 | 0 | 0 | 0 | 0 | 0 | 0 | 0 | 0 | 0 | 0 | 0 | 0 | 0
QLD | CCGT | 17038.923 | 17038.923 | 17085.605 | 17038.923 | 17038.923 | 17038.923 | 17085.605 | 12930.973 | 12930.973 | 12930.973 | 12966.4003 | 12930.973 | 12930.973 | 12930.973 | 12966.4003 | 12930.973 | 12930.973 | 12930.973 | 11432.1303 | 11400.895 | 11400.895
QLD | Peaking Gas+Liquids | 28890.735 | 28890.735 | 28969.8877 | 28890.735 | 28890.735 | 28890.735 | 28969.8877 | 28890.735 | 28890.735 | 28890.735 | 28969.8877 | 28890.735 | 24472.775 | 22702.565 | 22764.7638 | 22702.565 | 22702.565 | 22702.565 | 22764.7638 | 22702.565 | 22702.565
QLD | Hydro | 9019.032 | 9019.032 | 9043.7417 | 9019.032 | 9019.032 | 9019.032 | 9043.7417 | 9019.032 | 9019.032 | 9019.032 | 9043.7417 | 9019.032 | 9019.032 | 9019.032 | 9043.7417 | 9019.032 | 3905.88 | 3905.88 | 3916.581 | 3905.88 | 3905.88
QLD | Dispatchable Storage | 33732.6 | 33906.582 | 33999.4767 | 33906.582 | 33906.582 | 35276.5992 | 37895.4028 | 53347.0113 | 53347.0113 | 58012.3177 | 58171.2555 | 64232.0661 | 67396.5642 | 70425.0942 | 79418.8464 | 79201.855 | 84422.9809 | 84422.9809 | 84654.2768 | 86223.5908 | 90666.6684
QLD | Wind | 31002.1786 | 50577.8286 | 50716.398 | 50577.8286 | 113658.8661 | 167640.2156 | 168099.5038 | 173862.0826 | 185607.4726 | 209757.4945 | 210332.1726 | 303278.7405 | 303278.7405 | 303278.7405 | 358026.7562 | 369989.4288 | 417979.0221 | 417979.0221 | 419124.1701 | 417979.0221 | 417979.0221
QLD | Solar | 51485.1863 | 57920.9153 | 58079.6027 | 57920.9153 | 57920.9153 | 57920.9153 | 62564.2934 | 63269.2295 | 72900.8395 | 82408.823 | 84441.8921 | 105224.7814 | 127636.1111 | 135354.5616 | 153424.9189 | 153005.7252 | 162136.2806 | 163548.5257 | 166714.0749 | 177461.6153 | 177461.6153
Total |  | 893823.2026 | 1192785.5548 | 623132.8646 | 911180.0149 | 578573.3534 | 609602.22 | 618279.2092 | 597299.8634 | 618676.8634 | 1118897.4053 | 922065.08 | 677943.128 | 699100.9958 | 708077.7663 | 744908.761 | 755814.3789 | 813042.5016 | 814454.7467 | 817869.3307 | 1313236.5982 | 792868.2457
Region | Technology | 2022 | 2023 | 2024 | 2025 | 2026 | 2027 | 2028 | 2029 | 2030 | 2031 | 2032 | 2033 | 2034 | 2035 | 2036 | 2037 | 2038 | 2039 | 2040 | 2041 | 2042
VIC | Black Coal | 0 | 0 | 0 | 0 | 0 | 0 | 0 | 0 | 0 | 0 | 0 | 0 | 0 | 0 | 0 | 0 | 0 | 0 | 0 | 0 | 0
VIC | Brown Coal | 685241 | 685241 | 687118.3726 | 685241 | 577693 | 858411.2035 | 251521.2164 | 193219 | 135604 | 135604 | 135975.5178 | 135604 | 135604 | 135604 | 135975.5178 | 0 | 0 | 0 | 0 | 0 | 0
VIC | CCGT | 23940 | 23940 | 24005.589 | 23940 | 23940 | 23940 | 24005.589 | 23940 | 23940 | 23940 | 24005.589 | 23940 | 23940 | 23940 | 24005.589 | 23940 | 23940 | 23940 | 0 | 0 | 0
VIC | Peaking Gas+Liquids | 28747 | 28747 | 28825.7589 | 28747 | 28747 | 28747 | 28825.7589 | 28747 | 28747 | 28747 | 28825.7589 | 28747 | 26174.9 | 26174.9 | 26246.6121 | 26174.9 | 26174.9 | 26174.9 | 19571.1732 | 19517.7 | 19517.7
VIC | Hydro | 130551.08 | 130551.08 | 130908.7542 | 130551.08 | 130551.08 | 130551.08 | 130908.7542 | 130551.08 | 130551.08 | 130551.08 | 130908.7542 | 130551.08 | 130551.08 | 130551.08 | 130908.7542 | 130551.08 | 130551.08 | 130551.08 | 130908.7542 | 130551.08 | 130551.08
VIC | Dispatchable Storage | 609.75 | 609.75 | 611.4205 | 609.75 | 609.75 | 609.75 | 611.4205 | 609.75 | 609.75 | 609.75 | 611.4205 | 609.75 | 162.6 | 0 | 3504.0413 | 13601.3049 | 13601.3049 | 13601.3049 | 13638.5688 | 13601.3049 | 13601.3049
VIC | Wind | 182213.7686 | 195788.8781 | 196325.286 | 195788.8781 | 195788.8781 | 195788.8781 | 252626.2493 | 251936.0136 | 251936.0136 | 270675.5637 | 271417.1405 | 270675.5637 | 268270.0137 | 268270.0137 | 272415.7483 | 319273.9439 | 352833.889 | 333589.489 | 355788.9005 | 369584.4406 | 369584.4406
VIC | Solar | 25184.0611 | 25184.0611 | 25253.0585 | 25184.0611 | 25184.0611 | 30612.3593 | 37183.024 | 37081.4311 | 37081.4311 | 37081.4311 | 37183.024 | 58647.8008 | 58647.8008 | 58647.8008 | 65970.8693 | 65790.6211 | 65790.6211 | 65790.6211 | 65970.8693 | 65790.6211 | 65790.6211
Total |  | 1076486.6597 | 1090061.7692 | 1093048.2398 | 1090061.7692 | 982513.7692 | 1268660.271 | 725682.0124 | 666084.2747 | 608469.2747 | 627208.8247 | 628927.2051 | 648775.1945 | 643350.3945 | 643187.7945 | 659027.132 | 579331.85 | 612891.795 | 593647.395 | 585878.2659 | 599045.1466 | 599045.1466
Region | Technology | 2022 | 2023 | 2024 | 2025 | 2026 | 2027 | 2028 | 2029 | 2030 | 2031 | 2032 | 2033 | 2034 | 2035 | 2036 | 2037 | 2038 | 2039 | 2040 | 2041 | 2042
SA | Black Coal | 0 | 0 | 0 | 0 | 0 | 0 | 0 | 0 | 0 | 0 | 0 | 0 | 0 | 0 | 0 | 0 | 0 | 0 | 0 | 0 | 0
SA | Brown Coal | 0 | 0 | 0 | 0 | 0 | 0 | 0 | 0 | 0 | 0 | 0 | 0 | 0 | 0 | 0 | 0 | 0 | 0 | 0 | 0 | 0
SA | CCGT | 53047.0947 | 45869.03 | 44068.8367 | 43948.43 | 43948.43 | 43948.43 | 44068.8367 | 43948.43 | 43948.43 | 43948.43 | 44068.8367 | 43948.43 | 43948.43 | 43948.43 | 5659.8942 | 5644.43 | 0 | 0 | 0 | 0 | 0
SA | Peaking Gas+Liquids | 19184.7562 | 19184.7562 | 19237.3172 | 19184.7562 | 19184.7562 | 19184.7562 | 19237.3172 | 19184.7562 | 19184.7562 | 13397.5312 | 13434.2368 | 9851.967 | 9851.967 | 9851.967 | 8665.2426 | 8641.567 | 8641.567 | 8641.567 | 8665.2426 | 8641.567 | 8641.567
SA | Hydro | 0 | 0 | 0 | 0 | 0 | 0 | 0 | 0 | 0 | 0 | 0 | 0 | 0 | 0 | 0 | 0 | 0 | 0 | 0 | 0 | 0
SA | Dispatchable Storage | 1747.95 | 1747.95 | 1752.7389 | 1747.95 | 1747.95 | 1747.95 | 1752.7389 | 1747.95 | 1747.95 | 1504.05 | 1508.1707 | 1504.05 | 1504.05 | 1300.8 | 1304.3638 | 2967.8176 | 4241.576 | 4241.576 | 4253.1967 | 4241.576 | 12214.8569
SA | Wind | 98041.5122 | 98041.5122 | 98310.1191 | 98041.5122 | 99048.084 | 116176.2418 | 137405.4113 | 137029.9867 | 132871.8217 | 134457.6915 | 153567.8801 | 153148.2958 | 142783.8118 | 142783.8118 | 148685.7472 | 144809.1944 | 154324.2058 | 147038.8258 | 132431.2659 | 143550.7141 | 143550.7141
SA | Solar | 9869.58 | 9869.58 | 9896.6199 | 9869.58 | 13028.4871 | 24182.0146 | 24753.9136 | 24686.28 | 24686.28 | 24686.28 | 24753.9136 | 24686.28 | 24686.28 | 24686.28 | 24753.9136 | 24686.28 | 28359.6807 | 28359.6807 | 33435.5378 | 33344.1839 | 33344.1839
Total |  | 181890.8931 | 174712.8284 | 173265.6318 | 172792.2284 | 176957.7073 | 205239.3927 | 227218.2177 | 226597.4029 | 222439.2379 | 217993.9827 | 237333.0379 | 233139.0228 | 222774.5388 | 222571.2888 | 189069.1614 | 186749.2889 | 195567.0295 | 188281.6495 | 178785.2429 | 189778.041 | 197751.3219
Region | Technology | 2022 | 2023 | 2024 | 2025 | 2026 | 2027 | 2028 | 2029 | 2030 | 2031 | 2032 | 2033 | 2034 | 2035 | 2036 | 2037 | 2038 | 2039 | 2040 | 2041 | 2042
TAS | Black Coal | 0 | 0 | 0 | 0 | 0 | 0 | 0 | 0 | 0 | 0 | 0 | 0 | 0 | 0 | 0 | 0 | 0 | 0 | 0 | 0 | 0
TAS | Brown Coal | 0 | 0 | 0 | 0 | 0 | 0 | 0 | 0 | 0 | 0 | 0 | 0 | 0 | 0 | 0 | 0 | 0 | 0 | 0 | 0 | 0
TAS | CCGT | 0 | 0 | 0 | 0 | 0 | 0 | 0 | 0 | 0 | 0 | 0 | 0 | 0 | 0 | 0 | 0 | 0 | 0 | 0 | 0 | 0
TAS | Peaking Gas+Liquids | 2693.14 | 2693.14 | 2700.5185 | 2693.14 | 2693.14 | 2693.14 | 2700.5185 | 2693.14 | 2693.14 | 2693.14 | 2700.5185 | 2693.14 | 2693.14 | 2693.14 | 2700.5185 | 2693.14 | 2693.14 | 2693.14 | 2700.5185 | 877.54 | 877.54
TAS | Hydro | 133930.258 | 133930.258 | 134297.1902 | 133930.258 | 133930.258 | 133930.258 | 134297.1902 | 154051.458 | 154051.458 | 154051.458 | 154473.5168 | 154051.458 | 154051.458 | 154051.458 | 154473.5168 | 154051.458 | 154051.458 | 154051.458 | 154473.5168 | 154051.458 | 154051.458
TAS | VPP Battery | 0 | 0 | 0 | 0 | 0 | 0 | 0 | 0 | 0 | 0 | 0 | 2251.4893 | 2251.4893 | 2251.4893 | 2257.6578 | 2251.4893 | 6730.6211 | 6730.6211 | 6749.0611 | 6730.6211 | 6730.6211
TAS | Wind | 26252.569 | 26252.569 | 30860.9871 | 35611.5209 | 40802.7396 | 46225.4496 | 56563.1534 | 57846.9102 | 65440.459 | 94367.4189 | 104361.3644 | 126873.9488 | 126873.9488 | 126873.9488 | 127221.5487 | 126873.9488 | 129502.2342 | 129502.2342 | 129857.0348 | 129502.2342 | 129502.2342
TAS | Solar | 0 | 0 | 0 | 0 | 0 | 0 | 282.609 | 281.8368 | 281.8368 | 281.8368 | 282.609 | 281.8368 | 281.8368 | 281.8368 | 282.609 | 281.8368 | 2508.57 | 2508.57 | 2515.4428 | 2508.57 | 2508.57
Total |  | 162875.967 | 162875.967 | 167858.6958 | 172234.9189 | 177426.1376 | 182848.8476 | 193843.4711 | 214873.345 | 222466.8938 | 251393.8537 | 261818.0086 | 286151.873 | 286151.873 | 286151.873 | 286935.8507 | 286151.873 | 295486.0232 | 295486.0232 | 296295.574 | 293670.4232 | 293670.4232

## FuelCost_1
Fuel cost by technology ($000s) - Step Change (Counterfactual)
Real June 2019 dollars. Years are financial year ending. Some rounding errors may be present.
Region | Technology | 2022 | 2023 | 2024 | 2025 | 2026 | 2027 | 2028 | 2029 | 2030 | 2031 | 2032 | 2033 | 2034 | 2035 | 2036 | 2037 | 2038 | 2039 | 2040 | 2041 | 2042
NEM | Black Coal | 1621223.6276 | 1586634.2359 | 1547368.0953 | 1320838.4047 | 1244600.7876 | 951656.2801 | 1026402.3101 | 405125.9237 | 391583.4335 | 383837.8913 | 350715.2033 | 269788.1032 | 261380.3212 | 252694.8011 | 212909.3402 | 210039.1363 | 188265.1197 | 186294.7937 | 184624.0759 | 185103.3212 | 184941.916
NEM | Brown Coal | 200580.396 | 203915.6777 | 208970.4296 | 197836.4379 | 137110.0833 | 0 | 0 | 0 | 0 | 0 | 0 | 0 | 0 | 0 | 0 | 0 | 0 | 0 | 0 | 0 | 0
NEM | CCGT | 240677.061 | 248832.3585 | 239589.5233 | 234343.8237 | 262279.2696 | 564533.2237 | 840408.3831 | 1108731.4625 | 1144173.769 | 1219914.8375 | 1207601.1993 | 1232289.665 | 1234279.2594 | 1237487.3894 | 1082916.5313 | 1081116.3096 | 1130118.6191 | 1047122.9991 | 918330.733 | 917841.5531 | 919528.3944
NEM | Peaking Gas+Liquids | 7826.8657 | 5851.0613 | 7981.3448 | 14172.6617 | 24088.1989 | 103290.2939 | 259619.7786 | 1693231.4557 | 2018846.5565 | 2421955.027 | 2722798.0111 | 3286573.4952 | 3576698.6546 | 3571367.5225 | 3307872.3608 | 3187176.3635 | 4485708.3054 | 4063281.0086 | 4644004.5839 | 5053862.9964 | 4965888.9993
NEM | Hydro | 0 | 0 | 0 | 0 | 0 | 0 | 0 | 0 | 0 | 0 | 0 | 0 | 0 | 0 | 0 | 0 | 0 | 0 | 0 | 0 | 0
NEM | Dispatchable Storage | 0 | 0 | 0 | 0 | 0 | 0 | 0 | 0 | 0 | 0 | 0 | 0 | 0 | 0 | 0 | 0 | 0 | 0 | 0 | 0 | 0
NEM | Wind | 0 | 0 | 0 | 0 | 0 | 0 | 0 | 0 | 0 | 0 | 0 | 0 | 0 | 0 | 0 | 0 | 0 | 0 | 0 | 0 | 0
NEM | Solar | 0 | 0 | 0 | 0 | 0 | 0 | 0 | 0 | 0 | 0 | 0 | 0 | 0 | 0 | 0 | 0 | 0 | 0 | 0 | 0 | 0
Total |  | 2070307.9504 | 2045233.3334 | 2003909.393 | 1767191.328 | 1668078.3393 | 1619479.7977 | 2126430.4718 | 3207088.8419 | 3554603.7589 | 4025707.7558 | 4281114.4137 | 4788651.2635 | 5072358.2353 | 5061549.713 | 4603698.2322 | 4478331.8093 | 5804092.0442 | 5296698.8015 | 5746959.3929 | 6156807.8707 | 6070359.3096
Region | Technology | 2022 | 2023 | 2024 | 2025 | 2026 | 2027 | 2028 | 2029 | 2030 | 2031 | 2032 | 2033 | 2034 | 2035 | 2036 | 2037 | 2038 | 2039 | 2040 | 2041 | 2042
NSW | Black Coal | 937142.7746 | 934696.2606 | 971528.5717 | 752733.6272 | 780698.0649 | 502699.6646 | 567921.1892 | 149079.1053 | 146303.7964 | 143548.7314 | 111720.1564 | 37249.3719 | 36438.1232 | 34366.2988 | 0 | 0 | 0 | 0 | 0 | 0 | 0
NSW | Brown Coal | 0 | 0 | 0 | 0 | 0 | 0 | 0 | 0 | 0 | 0 | 0 | 0 | 0 | 0 | 0 | 0 | 0 | 0 | 0 | 0 | 0
NSW | CCGT | 2300.9452 | 2419.4284 | 7382.9598 | 4867.8398 | 7971.4575 | 104550.8225 | 131288.9976 | 268316.9306 | 278366.2401 | 287211.0632 | 298944.0518 | 294045.5199 | 291420.2957 | 286974.6962 | 281030.5474 | 278639.7267 | 283134.9134 | 282434.1531 | 282974.6102 | 282836.2468 | 284603.1
NSW | Peaking Gas+Liquids | 914.7982 | 111.7967 | 1381.8023 | 5320.7339 | 5453.938 | 30374.4361 | 73501.7136 | 995128.7104 | 1235100.267 | 1400696.583 | 1686757.1011 | 2059610.9461 | 2188168.51 | 2086016.781 | 1919433.671 | 1876535.3924 | 2463549.7843 | 1974047.1952 | 2366205.8368 | 2473730.3004 | 2502174.4918
NSW | Hydro | 0 | 0 | 0 | 0 | 0 | 0 | 0 | 0 | 0 | 0 | 0 | 0 | 0 | 0 | 0 | 0 | 0 | 0 | 0 | 0 | 0
NSW | Dispatchable Storage | 0 | 0 | 0 | 0 | 0 | 0 | 0 | 0 | 0 | 0 | 0 | 0 | 0 | 0 | 0 | 0 | 0 | 0 | 0 | 0 | 0
NSW | Wind | 0 | 0 | 0 | 0 | 0 | 0 | 0 | 0 | 0 | 0 | 0 | 0 | 0 | 0 | 0 | 0 | 0 | 0 | 0 | 0 | 0
NSW | Solar | 0 | 0 | 0 | 0 | 0 | 0 | 0 | 0 | 0 | 0 | 0 | 0 | 0 | 0 | 0 | 0 | 0 | 0 | 0 | 0 | 0
Total |  | 940358.5179 | 937227.4857 | 980293.3338 | 762922.2009 | 794123.4604 | 637624.9232 | 772711.9004 | 1412524.7463 | 1659770.3035 | 1831456.3776 | 2097421.3092 | 2390905.8378 | 2516026.9289 | 2407357.776 | 2200464.2184 | 2155175.1191 | 2746684.6977 | 2256481.3483 | 2649180.447 | 2756566.5471 | 2786777.5919
Region | Technology | 2022 | 2023 | 2024 | 2025 | 2026 | 2027 | 2028 | 2029 | 2030 | 2031 | 2032 | 2033 | 2034 | 2035 | 2036 | 2037 | 2038 | 2039 | 2040 | 2041 | 2042
QLD | Black Coal | 684080.8531 | 651937.9754 | 575839.5236 | 568104.7775 | 463902.7226 | 448956.6155 | 458481.1209 | 256046.8184 | 245279.6371 | 240289.1598 | 238995.047 | 232538.7314 | 224942.198 | 218328.5023 | 212909.3402 | 210039.1363 | 188265.1197 | 186294.7937 | 184624.0759 | 185103.3212 | 184941.916
QLD | Brown Coal | 0 | 0 | 0 | 0 | 0 | 0 | 0 | 0 | 0 | 0 | 0 | 0 | 0 | 0 | 0 | 0 | 0 | 0 | 0 | 0 | 0
QLD | CCGT | 86297.3783 | 86986.6748 | 99576.6796 | 95003.4833 | 115661.7606 | 215138.9583 | 283994.7632 | 635543.087 | 680715.0947 | 693527.925 | 731313.0541 | 713399.1207 | 727556.4187 | 708082.8919 | 690583.6481 | 690080.4223 | 711392.2965 | 713573.0498 | 635356.1228 | 635005.3064 | 634925.2943
QLD | Peaking Gas+Liquids | 0 | 0 | 283.0444 | 1626.713 | 7462.8414 | 19647.8602 | 31130.5495 | 625150.0267 | 720527.5329 | 851874.4336 | 987086.8173 | 1136399.0046 | 1282938.0216 | 1379126.0526 | 1284567.2222 | 1242156.2442 | 1665345.443 | 1825245.3074 | 2012558.9156 | 2059486.5164 | 2188242.2139
QLD | Hydro | 0 | 0 | 0 | 0 | 0 | 0 | 0 | 0 | 0 | 0 | 0 | 0 | 0 | 0 | 0 | 0 | 0 | 0 | 0 | 0 | 0
QLD | Dispatchable Storage | 0 | 0 | 0 | 0 | 0 | 0 | 0 | 0 | 0 | 0 | 0 | 0 | 0 | 0 | 0 | 0 | 0 | 0 | 0 | 0 | 0
QLD | Wind | 0 | 0 | 0 | 0 | 0 | 0 | 0 | 0 | 0 | 0 | 0 | 0 | 0 | 0 | 0 | 0 | 0 | 0 | 0 | 0 | 0
QLD | Solar | 0 | 0 | 0 | 0 | 0 | 0 | 0 | 0 | 0 | 0 | 0 | 0 | 0 | 0 | 0 | 0 | 0 | 0 | 0 | 0 | 0
Total |  | 770378.2314 | 738924.6502 | 675699.2476 | 664734.9738 | 587027.3246 | 683743.434 | 773606.4336 | 1516739.9321 | 1646522.2647 | 1785691.5184 | 1957394.9184 | 2082336.8566 | 2235436.6383 | 2305537.4468 | 2188060.2105 | 2142275.8028 | 2565002.8592 | 2725113.1509 | 2832539.1143 | 2879595.1439 | 3008109.4242
Region | Technology | 2022 | 2023 | 2024 | 2025 | 2026 | 2027 | 2028 | 2029 | 2030 | 2031 | 2032 | 2033 | 2034 | 2035 | 2036 | 2037 | 2038 | 2039 | 2040 | 2041 | 2042
VIC | Black Coal | 0 | 0 | 0 | 0 | 0 | 0 | 0 | 0 | 0 | 0 | 0 | 0 | 0 | 0 | 0 | 0 | 0 | 0 | 0 | 0 | 0
VIC | Brown Coal | 200580.396 | 203915.6777 | 208970.4296 | 197836.4379 | 137110.0833 | 0 | 0 | 0 | 0 | 0 | 0 | 0 | 0 | 0 | 0 | 0 | 0 | 0 | 0 | 0 | 0
VIC | CCGT | 2222.7714 | 1569.0166 | 683.6797 | 1138.1727 | 5263.0355 | 19664.579 | 143595.2837 | 23296.9279 | 19245.3535 | 29144.4988 | 16052.3942 | 19557.6457 | 15421.9893 | 33549.305 | 17682.6485 | 19184.1762 | 135591.4091 | 51115.7962 | 0 | 0 | 0
VIC | Peaking Gas+Liquids | 3153.8887 | 1701.7361 | 768.8449 | 593.0143 | 4168.0001 | 16877.1182 | 98820.1554 | 46951.5732 | 44524.309 | 132432.3968 | 34136.0144 | 56637.1468 | 74395.4433 | 67976.0789 | 75464.7271 | 40774.5117 | 263158.6906 | 191600.9962 | 193554.695 | 434386.87 | 211864.3747
VIC | Hydro | 0 | 0 | 0 | 0 | 0 | 0 | 0 | 0 | 0 | 0 | 0 | 0 | 0 | 0 | 0 | 0 | 0 | 0 | 0 | 0 | 0
VIC | Dispatchable Storage | 0 | 0 | 0 | 0 | 0 | 0 | 0 | 0 | 0 | 0 | 0 | 0 | 0 | 0 | 0 | 0 | 0 | 0 | 0 | 0 | 0
VIC | Wind | 0 | 0 | 0 | 0 | 0 | 0 | 0 | 0 | 0 | 0 | 0 | 0 | 0 | 0 | 0 | 0 | 0 | 0 | 0 | 0 | 0
VIC | Solar | 0 | 0 | 0 | 0 | 0 | 0 | 0 | 0 | 0 | 0 | 0 | 0 | 0 | 0 | 0 | 0 | 0 | 0 | 0 | 0 | 0
Total |  | 205957.0561 | 207186.4304 | 210422.9542 | 199567.6249 | 146541.119 | 36541.6972 | 242415.4391 | 70248.5011 | 63769.6625 | 161576.8956 | 50188.4087 | 76194.7925 | 89817.4326 | 101525.3839 | 93147.3756 | 59958.688 | 398750.0997 | 242716.7924 | 193554.695 | 434386.87 | 211864.3747
Region | Technology | 2022 | 2023 | 2024 | 2025 | 2026 | 2027 | 2028 | 2029 | 2030 | 2031 | 2032 | 2033 | 2034 | 2035 | 2036 | 2037 | 2038 | 2039 | 2040 | 2041 | 2042
SA | Black Coal | 0 | 0 | 0 | 0 | 0 | 0 | 0 | 0 | 0 | 0 | 0 | 0 | 0 | 0 | 0 | 0 | 0 | 0 | 0 | 0 | 0
SA | Brown Coal | 0 | 0 | 0 | 0 | 0 | 0 | 0 | 0 | 0 | 0 | 0 | 0 | 0 | 0 | 0 | 0 | 0 | 0 | 0 | 0 | 0
SA | CCGT | 149855.9661 | 157857.2387 | 131946.2042 | 133334.328 | 133383.0159 | 225178.8639 | 281529.3386 | 181574.517 | 165847.0806 | 210031.3504 | 161291.6991 | 205287.3787 | 199880.5558 | 208880.4963 | 93619.6874 | 93211.9843 | 0 | 0 | 0 | 0 | 0
SA | Peaking Gas+Liquids | 3758.1788 | 4037.5284 | 5547.6532 | 6632.2005 | 7003.4193 | 36390.8794 | 56167.3601 | 26001.1454 | 18694.4476 | 36951.6136 | 14818.0783 | 33926.3978 | 31196.6798 | 38248.61 | 28406.7404 | 27710.2151 | 93654.3876 | 72387.5098 | 71685.1365 | 86259.3096 | 63607.9189
SA | Hydro | 0 | 0 | 0 | 0 | 0 | 0 | 0 | 0 | 0 | 0 | 0 | 0 | 0 | 0 | 0 | 0 | 0 | 0 | 0 | 0 | 0
SA | Dispatchable Storage | 0 | 0 | 0 | 0 | 0 | 0 | 0 | 0 | 0 | 0 | 0 | 0 | 0 | 0 | 0 | 0 | 0 | 0 | 0 | 0 | 0
SA | Wind | 0 | 0 | 0 | 0 | 0 | 0 | 0 | 0 | 0 | 0 | 0 | 0 | 0 | 0 | 0 | 0 | 0 | 0 | 0 | 0 | 0
SA | Solar | 0 | 0 | 0 | 0 | 0 | 0 | 0 | 0 | 0 | 0 | 0 | 0 | 0 | 0 | 0 | 0 | 0 | 0 | 0 | 0 | 0
Total |  | 153614.145 | 161894.7672 | 137493.8575 | 139966.5285 | 140386.4353 | 261569.7433 | 337696.6987 | 207575.6625 | 184541.5281 | 246982.9641 | 176109.7774 | 239213.7765 | 231077.2355 | 247129.1063 | 122026.4278 | 120922.1995 | 93654.3876 | 72387.5098 | 71685.1365 | 86259.3096 | 63607.9189
Region | Technology | 2022 | 2023 | 2024 | 2025 | 2026 | 2027 | 2028 | 2029 | 2030 | 2031 | 2032 | 2033 | 2034 | 2035 | 2036 | 2037 | 2038 | 2039 | 2040 | 2041 | 2042
TAS | Black Coal | 0 | 0 | 0 | 0 | 0 | 0 | 0 | 0 | 0 | 0 | 0 | 0 | 0 | 0 | 0 | 0 | 0 | 0 | 0 | 0 | 0
TAS | Brown Coal | 0 | 0 | 0 | 0 | 0 | 0 | 0 | 0 | 0 | 0 | 0 | 0 | 0 | 0 | 0 | 0 | 0 | 0 | 0 | 0 | 0
TAS | CCGT | 0 | 0 | 0 | 0 | 0 | 0 | 0 | 0 | 0 | 0 | 0 | 0 | 0 | 0 | 0 | 0 | 0 | 0 | 0 | 0 | 0
TAS | Peaking Gas+Liquids | 0 | 0 | 0 | 0 | 0 | 0 | 0 | 0 | 0 | 0 | 0 | 0 | 0 | 0 | 0 | 0 | 0 | 0 | 0 | 0 | 0
TAS | Hydro | 0 | 0 | 0 | 0 | 0 | 0 | 0 | 0 | 0 | 0 | 0 | 0 | 0 | 0 | 0 | 0 | 0 | 0 | 0 | 0 | 0
TAS | VPP Battery | 0 | 0 | 0 | 0 | 0 | 0 | 0 | 0 | 0 | 0 | 0 | 0 | 0 | 0 | 0 | 0 | 0 | 0 | 0 | 0 | 0
TAS | Wind | 0 | 0 | 0 | 0 | 0 | 0 | 0 | 0 | 0 | 0 | 0 | 0 | 0 | 0 | 0 | 0 | 0 | 0 | 0 | 0 | 0
TAS | Solar | 0 | 0 | 0 | 0 | 0 | 0 | 0 | 0 | 0 | 0 | 0 | 0 | 0 | 0 | 0 | 0 | 0 | 0 | 0 | 0 | 0
Total |  | 0 | 0 | 0 | 0 | 0 | 0 | 0 | 0 | 0 | 0 | 0 | 0 | 0 | 0 | 0 | 0 | 0 | 0 | 0 | 0 | 0

## FuelCost_2
Fuel cost by technology ($000s) - Step Change (DP8)
Real June 2019 dollars. Years are financial year ending. Some rounding errors may be present.
Region | Technology | 2022 | 2023 | 2024 | 2025 | 2026 | 2027 | 2028 | 2029 | 2030 | 2031 | 2032 | 2033 | 2034 | 2035 | 2036 | 2037 | 2038 | 2039 | 2040 | 2041 | 2042
NEM | Black Coal | 1926998.0252 | 1841357.3142 | 1873774.3713 | 1751808.3061 | 1520759.6481 | 1414778.5526 | 1433189.8468 | 1370903.6179 | 1416793.933 | 1213495.6169 | 897474.6779 | 595289.5623 | 595186.6904 | 554935.3038 | 155347.2922 | 152580.7319 | 149447.6252 | 145343.8576 | 150525.0466 | 149502.2284 | 84379.7882
NEM | Brown Coal | 256650.7245 | 269955.7394 | 269096.793 | 273264.0852 | 231664.5471 | 165946.6189 | 108909.041 | 88255.032 | 63204.4361 | 61541.5325 | 59519.7968 | 58381.3138 | 59182.5736 | 57817.7731 | 52818.0937 | 0 | 0 | 0 | 0 | 0 | 0
NEM | CCGT | 243830.9485 | 251344.4306 | 236994.4413 | 147636.4239 | 165261.8526 | 174674.2749 | 410989.971 | 190729.0788 | 169364.8131 | 324320.2994 | 340261.7395 | 465815.5178 | 445145.0001 | 391068.9225 | 334785.9484 | 290633.0612 | 421951.8357 | 258033.674 | 205410.9017 | 269503.6137 | 248038.1661
NEM | Peaking Gas+Liquids | 10439.3898 | 8005.2678 | 13438.3496 | 10165.8361 | 15394.9136 | 16117.2232 | 50803.8115 | 31707.7014 | 12923.7013 | 38694.8386 | 34664.8564 | 80025.111 | 39804.9061 | 48377.179 | 43999.8668 | 48618.9902 | 203989.2163 | 86777.4154 | 48371.5883 | 169575.6019 | 110065.2428
NEM | Hydro | 0 | 0 | 0 | 0 | 0 | 0 | 0 | 0 | 0 | 0 | 0 | 0 | 0 | 0 | 0 | 0 | 0 | 0 | 0 | 0 | 0
NEM | Dispatchable Storage | 0 | 0 | 0 | 0 | 0 | 0 | 0 | 0 | 0 | 0 | 0 | 0 | 0 | 0 | 0 | 0 | 0 | 0 | 0 | 0 | 0
NEM | Wind | 0 | 0 | 0 | 0 | 0 | 0 | 0 | 0 | 0 | 0 | 0 | 0 | 0 | 0 | 0 | 0 | 0 | 0 | 0 | 0 | 0
NEM | Solar | 0 | 0 | 0 | 0 | 0 | 0 | 0 | 0 | 0 | 0 | 0 | 0 | 0 | 0 | 0 | 0 | 0 | 0 | 0 | 0 | 0
Total |  | 2437919.0879 | 2370662.7521 | 2393303.9552 | 2182874.6514 | 1933080.9613 | 1771516.6696 | 2003892.6704 | 1681595.4301 | 1662286.8835 | 1638052.2874 | 1331921.0706 | 1199511.505 | 1139319.1701 | 1052199.1784 | 586951.2011 | 491832.7834 | 775388.6773 | 490154.9471 | 404307.5365 | 588581.4441 | 442483.197
Region | Technology | 2022 | 2023 | 2024 | 2025 | 2026 | 2027 | 2028 | 2029 | 2030 | 2031 | 2032 | 2033 | 2034 | 2035 | 2036 | 2037 | 2038 | 2039 | 2040 | 2041 | 2042
NSW | Black Coal | 977739.783 | 963293.102 | 968366.6046 | 898058.309 | 817953.0959 | 812931.371 | 855922.6955 | 853885.6367 | 901572.3578 | 764764.0893 | 447174.3643 | 326687.1799 | 328175.8011 | 301866.0093 | 0 | 0 | 0 | 0 | 0 | 0 | 0
NSW | Brown Coal | 0 | 0 | 0 | 0 | 0 | 0 | 0 | 0 | 0 | 0 | 0 | 0 | 0 | 0 | 0 | 0 | 0 | 0 | 0 | 0 | 0
NSW | CCGT | 2300.9452 | 2419.4284 | 7382.9598 | 4597.4043 | 4819.026 | 5033.5232 | 55993.9798 | 5828.649 | 5425.6059 | 39431.9953 | 53274.1725 | 109167.0563 | 98848.5996 | 69313.6782 | 66508.5063 | 47892.7364 | 114287.0235 | 63035.5489 | 56530.8764 | 94033.32 | 65920.3456
NSW | Peaking Gas+Liquids | 1574.1558 | 94.6283 | 2524.2723 | 3593.1635 | 1939.8562 | 1577.2485 | 2746.685 | 3990.077 | 1428.4583 | 4499.4009 | 8695.815 | 35023.9203 | 10381.1689 | 15708.2134 | 15081.4656 | 22448.923 | 68282.8429 | 27800.5415 | 12884.3695 | 58182.6214 | 45684.2169
NSW | Hydro | 0 | 0 | 0 | 0 | 0 | 0 | 0 | 0 | 0 | 0 | 0 | 0 | 0 | 0 | 0 | 0 | 0 | 0 | 0 | 0 | 0
NSW | Dispatchable Storage | 0 | 0 | 0 | 0 | 0 | 0 | 0 | 0 | 0 | 0 | 0 | 0 | 0 | 0 | 0 | 0 | 0 | 0 | 0 | 0 | 0
NSW | Wind | 0 | 0 | 0 | 0 | 0 | 0 | 0 | 0 | 0 | 0 | 0 | 0 | 0 | 0 | 0 | 0 | 0 | 0 | 0 | 0 | 0
NSW | Solar | 0 | 0 | 0 | 0 | 0 | 0 | 0 | 0 | 0 | 0 | 0 | 0 | 0 | 0 | 0 | 0 | 0 | 0 | 0 | 0 | 0
Total |  | 981614.884 | 965807.1587 | 978273.8367 | 906248.8768 | 824711.9781 | 819542.1428 | 914663.3604 | 863704.3627 | 908426.4219 | 808695.4855 | 509144.3517 | 470878.1565 | 437405.5695 | 386887.9008 | 81589.9719 | 70341.6593 | 182569.8664 | 90836.0904 | 69415.246 | 152215.9414 | 111604.5625
Region | Technology | 2022 | 2023 | 2024 | 2025 | 2026 | 2027 | 2028 | 2029 | 2030 | 2031 | 2032 | 2033 | 2034 | 2035 | 2036 | 2037 | 2038 | 2039 | 2040 | 2041 | 2042
QLD | Black Coal | 949258.2421 | 878064.2122 | 905407.7667 | 853749.9971 | 702806.5522 | 601847.1815 | 577267.1513 | 517017.9812 | 515221.5753 | 448731.5276 | 450300.3136 | 268602.3824 | 267010.8893 | 253069.2946 | 155347.2922 | 152580.7319 | 149447.6252 | 145343.8576 | 150525.0466 | 149502.2284 | 84379.7882
QLD | Brown Coal | 0 | 0 | 0 | 0 | 0 | 0 | 0 | 0 | 0 | 0 | 0 | 0 | 0 | 0 | 0 | 0 | 0 | 0 | 0 | 0 | 0
QLD | CCGT | 86297.3783 | 86986.6748 | 99576.6796 | 101107.3746 | 114691.7358 | 116674.6689 | 183575.726 | 132165.3795 | 112306.3531 | 148596.7038 | 172902.0087 | 211491.8586 | 203034.6656 | 193050.1166 | 183172.1642 | 158953.1022 | 230199.2676 | 170131.0822 | 148880.0252 | 175470.2938 | 182117.8204
QLD | Peaking Gas+Liquids | 362.8338 | 81.5337 | 1011.8694 | 5307.0971 | 8882.9424 | 6273.7437 | 11027.4616 | 19758.3444 | 6429.0124 | 15525.9383 | 11353.7387 | 15502.8457 | 6319.6197 | 10757.9859 | 4212.5009 | 4021.8669 | 11771.7262 | 11896.8798 | 3175.5419 | 23041.6993 | 7739.1726
QLD | Hydro | 0 | 0 | 0 | 0 | 0 | 0 | 0 | 0 | 0 | 0 | 0 | 0 | 0 | 0 | 0 | 0 | 0 | 0 | 0 | 0 | 0
QLD | Dispatchable Storage | 0 | 0 | 0 | 0 | 0 | 0 | 0 | 0 | 0 | 0 | 0 | 0 | 0 | 0 | 0 | 0 | 0 | 0 | 0 | 0 | 0
QLD | Wind | 0 | 0 | 0 | 0 | 0 | 0 | 0 | 0 | 0 | 0 | 0 | 0 | 0 | 0 | 0 | 0 | 0 | 0 | 0 | 0 | 0
QLD | Solar | 0 | 0 | 0 | 0 | 0 | 0 | 0 | 0 | 0 | 0 | 0 | 0 | 0 | 0 | 0 | 0 | 0 | 0 | 0 | 0 | 0
Total |  | 1035918.4543 | 965132.4207 | 1005996.3156 | 960164.4687 | 826381.2304 | 724795.5941 | 771870.3389 | 668941.705 | 633956.9407 | 612854.1697 | 634556.061 | 495597.0867 | 476365.1746 | 456877.397 | 342731.9572 | 315555.701 | 391418.619 | 327371.8196 | 302580.6137 | 348014.2216 | 274236.7811
Region | Technology | 2022 | 2023 | 2024 | 2025 | 2026 | 2027 | 2028 | 2029 | 2030 | 2031 | 2032 | 2033 | 2034 | 2035 | 2036 | 2037 | 2038 | 2039 | 2040 | 2041 | 2042
VIC | Black Coal | 0 | 0 | 0 | 0 | 0 | 0 | 0 | 0 | 0 | 0 | 0 | 0 | 0 | 0 | 0 | 0 | 0 | 0 | 0 | 0 | 0
VIC | Brown Coal | 256650.7245 | 269955.7394 | 269096.793 | 273264.0852 | 231664.5471 | 165946.6189 | 108909.041 | 88255.032 | 63204.4361 | 61541.5325 | 59519.7968 | 58381.3138 | 59182.5736 | 57817.7731 | 52818.0937 | 0 | 0 | 0 | 0 | 0 | 0
VIC | CCGT | 2724.4232 | 1723.6349 | 1277.2354 | 858.0847 | 2417.7226 | 7792.9306 | 45526.3617 | 4897.9672 | 2774.0586 | 7723.2267 | 4905.9383 | 12007.1295 | 6140.6789 | 11279.7823 | 10004.5953 | 13025.7309 | 77465.5446 | 24867.043 | 0 | 0 | 0
VIC | Peaking Gas+Liquids | 3485.969 | 1691.661 | 1043.7594 | 591.5055 | 2964.5399 | 3774.9409 | 8256.7655 | 3459.6828 | 1813.0653 | 3024.3109 | 3800.8197 | 7618.3949 | 3362.2916 | 6226.786 | 10380.7534 | 10597.777 | 67028.6718 | 22237.1264 | 13983.4329 | 43291.2054 | 28022.6926
VIC | Hydro | 0 | 0 | 0 | 0 | 0 | 0 | 0 | 0 | 0 | 0 | 0 | 0 | 0 | 0 | 0 | 0 | 0 | 0 | 0 | 0 | 0
VIC | Dispatchable Storage | 0 | 0 | 0 | 0 | 0 | 0 | 0 | 0 | 0 | 0 | 0 | 0 | 0 | 0 | 0 | 0 | 0 | 0 | 0 | 0 | 0
VIC | Wind | 0 | 0 | 0 | 0 | 0 | 0 | 0 | 0 | 0 | 0 | 0 | 0 | 0 | 0 | 0 | 0 | 0 | 0 | 0 | 0 | 0
VIC | Solar | 0 | 0 | 0 | 0 | 0 | 0 | 0 | 0 | 0 | 0 | 0 | 0 | 0 | 0 | 0 | 0 | 0 | 0 | 0 | 0 | 0
Total |  | 262861.1168 | 273371.0354 | 271417.7878 | 274713.6754 | 237046.8095 | 177514.4904 | 162692.1682 | 96612.6821 | 67791.56 | 72289.0702 | 68226.5548 | 78006.8382 | 68685.544 | 75324.3414 | 73203.4424 | 23623.508 | 144494.2164 | 47104.1694 | 13983.4329 | 43291.2054 | 28022.6926
Region | Technology | 2022 | 2023 | 2024 | 2025 | 2026 | 2027 | 2028 | 2029 | 2030 | 2031 | 2032 | 2033 | 2034 | 2035 | 2036 | 2037 | 2038 | 2039 | 2040 | 2041 | 2042
SA | Black Coal | 0 | 0 | 0 | 0 | 0 | 0 | 0 | 0 | 0 | 0 | 0 | 0 | 0 | 0 | 0 | 0 | 0 | 0 | 0 | 0 | 0
SA | Brown Coal | 0 | 0 | 0 | 0 | 0 | 0 | 0 | 0 | 0 | 0 | 0 | 0 | 0 | 0 | 0 | 0 | 0 | 0 | 0 | 0 | 0
SA | CCGT | 152508.2017 | 160214.6926 | 128757.5665 | 41073.5604 | 43333.3682 | 45173.1522 | 125893.9036 | 47837.0831 | 48858.7956 | 128568.3736 | 109179.62 | 133149.4735 | 137121.056 | 117425.3455 | 75100.6827 | 70761.4917 | 0 | 0 | 0 | 0 | 0
SA | Peaking Gas+Liquids | 5016.4312 | 6137.4448 | 8858.4486 | 674.0701 | 1607.5751 | 4491.2902 | 28772.8993 | 4499.5971 | 3253.1654 | 15645.1884 | 10689.3818 | 21632.995 | 19741.8259 | 15684.1937 | 14224.3284 | 11431.0565 | 56547.7571 | 24312.1948 | 18328.244 | 44790.9797 | 28564.8142
SA | Hydro | 0 | 0 | 0 | 0 | 0 | 0 | 0 | 0 | 0 | 0 | 0 | 0 | 0 | 0 | 0 | 0 | 0 | 0 | 0 | 0 | 0
SA | Dispatchable Storage | 0 | 0 | 0 | 0 | 0 | 0 | 0 | 0 | 0 | 0 | 0 | 0 | 0 | 0 | 0 | 0 | 0 | 0 | 0 | 0 | 0
SA | Wind | 0 | 0 | 0 | 0 | 0 | 0 | 0 | 0 | 0 | 0 | 0 | 0 | 0 | 0 | 0 | 0 | 0 | 0 | 0 | 0 | 0
SA | Solar | 0 | 0 | 0 | 0 | 0 | 0 | 0 | 0 | 0 | 0 | 0 | 0 | 0 | 0 | 0 | 0 | 0 | 0 | 0 | 0 | 0
Total |  | 157524.6328 | 166352.1373 | 137616.0151 | 41747.6304 | 44940.9433 | 49664.4423 | 154666.8029 | 52336.6803 | 52111.9609 | 144213.562 | 119869.0017 | 154782.4684 | 156862.8819 | 133109.5392 | 89325.0111 | 82192.5482 | 56547.7571 | 24312.1948 | 18328.244 | 44790.9797 | 28564.8142
Region | Technology | 2022 | 2023 | 2024 | 2025 | 2026 | 2027 | 2028 | 2029 | 2030 | 2031 | 2032 | 2033 | 2034 | 2035 | 2036 | 2037 | 2038 | 2039 | 2040 | 2041 | 2042
TAS | Black Coal | 0 | 0 | 0 | 0 | 0 | 0 | 0 | 0 | 0 | 0 | 0 | 0 | 0 | 0 | 0 | 0 | 0 | 0 | 0 | 0 | 0
TAS | Brown Coal | 0 | 0 | 0 | 0 | 0 | 0 | 0 | 0 | 0 | 0 | 0 | 0 | 0 | 0 | 0 | 0 | 0 | 0 | 0 | 0 | 0
TAS | CCGT | 0 | 0 | 0 | 0 | 0 | 0 | 0 | 0 | 0 | 0 | 0 | 0 | 0 | 0 | 0 | 0 | 0 | 0 | 0 | 0 | 0
TAS | Peaking Gas+Liquids | 0 | 0 | 0 | 0 | 0 | 0 | 0 | 0 | 0 | 0 | 125.1013 | 246.9551 | 0 | 0 | 100.8185 | 119.3669 | 358.2184 | 530.6729 | 0 | 269.096 | 54.3465
TAS | Hydro | 0 | 0 | 0 | 0 | 0 | 0 | 0 | 0 | 0 | 0 | 0 | 0 | 0 | 0 | 0 | 0 | 0 | 0 | 0 | 0 | 0
TAS | VPP Battery | 0 | 0 | 0 | 0 | 0 | 0 | 0 | 0 | 0 | 0 | 0 | 0 | 0 | 0 | 0 | 0 | 0 | 0 | 0 | 0 | 0
TAS | Wind | 0 | 0 | 0 | 0 | 0 | 0 | 0 | 0 | 0 | 0 | 0 | 0 | 0 | 0 | 0 | 0 | 0 | 0 | 0 | 0 | 0
TAS | Solar | 0 | 0 | 0 | 0 | 0 | 0 | 0 | 0 | 0 | 0 | 0 | 0 | 0 | 0 | 0 | 0 | 0 | 0 | 0 | 0 | 0
Total |  | 0 | 0 | 0 | 0 | 0 | 0 | 0 | 0 | 0 | 0 | 125.1013 | 246.9551 | 0 | 0 | 100.8185 | 119.3669 | 358.2184 | 530.6729 | 0 | 269.096 | 54.3465

## BuildCost_1
New generation build cost (CAPEX) by technology ($000s) - Step Change (Counterfactual)
Real June 2019 dollars. Years are financial year ending. The total capital costs are annualised for modelling purposes and presented here on an annualised basis. Some rounding errors may be present.
Region | Technology | 2022 | 2023 | 2024 | 2025 | 2026 | 2027 | 2028 | 2029 | 2030 | 2031 | 2032 | 2033 | 2034 | 2035 | 2036 | 2037 | 2038 | 2039 | 2040 | 2041 | 2042
NEM | Black Coal | 0 | 0 | 0 | 0 | 0 | 0 | 0 | 0 | 0 | 0 | 0 | 0 | 0 | 0 | 0 | 0 | 0 | 0 | 0 | 0 | 0
NEM | Brown Coal | 0 | 0 | 0 | 0 | 0 | 0 | 0 | 0 | 0 | 0 | 0 | 0 | 0 | 0 | 0 | 0 | 0 | 0 | 0 | 0 | 0
NEM | CCGT | 0 | 0 | 0 | 0 | 0 | 0 | 0 | 0 | 0 | 0 | 0 | 0 | 0 | 0 | 0 | 0 | 0 | 0 | 0 | 0 | 0
NEM | Peaking Gas+Liquids | 0 | 0 | 0 | 124264.0775 | 124264.0775 | 241960.5684 | 241960.5684 | 251138.6431 | 278560.9778 | 308425.8319 | 421383.7274 | 504513.991 | 588129.6946 | 692054.6248 | 692054.6248 | 692054.6248 | 782303.1225 | 798723.4048 | 828275.2173 | 929680.8128 | 1083939.8399
NEM | Hydro | 0 | 0 | 0 | 0 | 0 | 0 | 0 | 0 | 0 | 0 | 0 | 0 | 0 | 0 | 0 | 0 | 0 | 0 | 0 | 0 | 0
NEM | Dispatchable Storage | 0 | 4343.403 | 4343.403 | 4343.403 | 112800.4068 | 662223.5416 | 684961.735 | 1491507.0607 | 1526316.7375 | 1526316.7375 | 1526316.7375 | 1598711.1539 | 1633240.6902 | 1663252.6953 | 1654497.6445 | 1579994.0238 | 1647765.7545 | 1647765.7545 | 1647765.7545 | 1647765.7545 | 1647765.7545
NEM | Wind | 711319.3384 | 881621.0221 | 1038119.1254 | 1569157.3937 | 1670010.7343 | 2411354.4429 | 2512918.8509 | 3622275.3412 | 3622275.3412 | 3710734.3426 | 3710734.3426 | 4247797.0746 | 4247797.0746 | 4247797.0746 | 4421179.4973 | 4421179.4973 | 4421179.4973 | 4421179.4973 | 4421179.4973 | 4421179.4973 | 4421179.4973
NEM | Solar | 136477.3242 | 187709.1495 | 254335.2132 | 274205.6721 | 376405.4553 | 663729.8547 | 663729.8547 | 663729.8547 | 663729.8547 | 663729.8547 | 663729.8547 | 663729.8547 | 663729.8547 | 663729.8547 | 663729.8547 | 663729.8547 | 663729.8547 | 663729.8547 | 663729.8547 | 663729.8547 | 663729.8547
Total |  | 847796.6626 | 1073673.5746 | 1296797.7416 | 1971970.5462 | 2283480.6739 | 3979268.4076 | 4103571.0091 | 6028650.8997 | 6090882.9112 | 6209206.7667 | 6322164.6622 | 7014752.0743 | 7132897.3141 | 7266834.2495 | 7431461.6213 | 7356958.0006 | 7514978.2291 | 7531398.5114 | 7560950.3239 | 7662355.9194 | 7816614.9464
Region | Technology | 2022 | 2023 | 2024 | 2025 | 2026 | 2027 | 2028 | 2029 | 2030 | 2031 | 2032 | 2033 | 2034 | 2035 | 2036 | 2037 | 2038 | 2039 | 2040 | 2041 | 2042
NSW | Black Coal | 0 | 0 | 0 | 0 | 0 | 0 | 0 | 0 | 0 | 0 | 0 | 0 | 0 | 0 | 0 | 0 | 0 | 0 | 0 | 0 | 0
NSW | Brown Coal | 0 | 0 | 0 | 0 | 0 | 0 | 0 | 0 | 0 | 0 | 0 | 0 | 0 | 0 | 0 | 0 | 0 | 0 | 0 | 0 | 0
NSW | CCGT | 0 | 0 | 0 | 0 | 0 | 0 | 0 | 0 | 0 | 0 | 0 | 0 | 0 | 0 | 0 | 0 | 0 | 0 | 0 | 0 | 0
NSW | Peaking Gas+Liquids | 0 | 0 | 0 | 124264.0775 | 124264.0775 | 241960.5684 | 241960.5684 | 241960.5684 | 251666.088 | 251666.088 | 343660.3531 | 371927.1438 | 432963.594 | 493311.7872 | 493311.7872 | 493311.7872 | 493311.7872 | 493311.7872 | 493311.7872 | 493311.7872 | 620264.7648
NSW | Hydro | 0 | 0 | 0 | 0 | 0 | 0 | 0 | 0 | 0 | 0 | 0 | 0 | 0 | 0 | 0 | 0 | 0 | 0 | 0 | 0 | 0
NSW | Dispatchable Storage | 0 | 0 | 0 | 0 | 0 | 125096.6213 | 125096.6213 | 251332.0822 | 286141.7591 | 286141.7591 | 286141.7591 | 286141.7591 | 286141.7591 | 316153.7643 | 316153.7643 | 316153.7643 | 316153.7643 | 316153.7643 | 316153.7643 | 316153.7643 | 316153.7643
NSW | Wind | 30418.07 | 62564.178 | 62564.178 | 593602.4463 | 593602.4463 | 952314.3087 | 952314.3087 | 952314.3087 | 952314.3087 | 952314.3087 | 952314.3087 | 952314.3087 | 952314.3087 | 952314.3087 | 1125696.7314 | 1125696.7314 | 1125696.7314 | 1125696.7314 | 1125696.7314 | 1125696.7314 | 1125696.7314
NSW | Solar | 113385.1098 | 113385.1098 | 113385.1098 | 133255.5686 | 133255.5686 | 133255.5686 | 133255.5686 | 133255.5686 | 133255.5686 | 133255.5686 | 133255.5686 | 133255.5686 | 133255.5686 | 133255.5686 | 133255.5686 | 133255.5686 | 133255.5686 | 133255.5686 | 133255.5686 | 133255.5686 | 133255.5686
Total |  | 143803.1797 | 175949.2877 | 175949.2877 | 851122.0924 | 851122.0924 | 1452627.067 | 1452627.067 | 1578862.528 | 1623377.7244 | 1623377.7244 | 1715371.9895 | 1743638.7802 | 1804675.2304 | 1895035.4287 | 2068417.8514 | 2068417.8514 | 2068417.8514 | 2068417.8514 | 2068417.8514 | 2068417.8514 | 2195370.8291
Region | Technology | 2022 | 2023 | 2024 | 2025 | 2026 | 2027 | 2028 | 2029 | 2030 | 2031 | 2032 | 2033 | 2034 | 2035 | 2036 | 2037 | 2038 | 2039 | 2040 | 2041 | 2042
QLD | Black Coal | 0 | 0 | 0 | 0 | 0 | 0 | 0 | 0 | 0 | 0 | 0 | 0 | 0 | 0 | 0 | 0 | 0 | 0 | 0 | 0 | 0
QLD | Brown Coal | 0 | 0 | 0 | 0 | 0 | 0 | 0 | 0 | 0 | 0 | 0 | 0 | 0 | 0 | 0 | 0 | 0 | 0 | 0 | 0 | 0
QLD | CCGT | 0 | 0 | 0 | 0 | 0 | 0 | 0 | 0 | 0 | 0 | 0 | 0 | 0 | 0 | 0 | 0 | 0 | 0 | 0 | 0 | 0
QLD | Peaking Gas+Liquids | 0 | 0 | 0 | 0 | 0 | 0 | 0 | 9178.0746 | 26894.8898 | 56759.7439 | 77723.3743 | 132586.8472 | 155166.1006 | 198742.8376 | 198742.8376 | 198742.8376 | 282270.0907 | 298690.373 | 328242.1855 | 346581.1463 | 373887.1958
QLD | Hydro | 0 | 0 | 0 | 0 | 0 | 0 | 0 | 0 | 0 | 0 | 0 | 0 | 0 | 0 | 0 | 0 | 0 | 0 | 0 | 0 | 0
QLD | Dispatchable Storage | 0 | 4343.403 | 4343.403 | 4343.403 | 43435.4692 | 88237.9851 | 110976.1785 | 238382.2465 | 238382.2465 | 238382.2465 | 238382.2465 | 234038.8435 | 234038.8435 | 234038.8435 | 225283.7927 | 180481.2767 | 180481.2767 | 180481.2767 | 180481.2767 | 180481.2767 | 180481.2767
QLD | Wind | 503816.3034 | 551953.0023 | 708451.1055 | 708451.1055 | 716233.2592 | 716233.2592 | 716233.2592 | 716233.2592 | 716233.2592 | 716233.2592 | 716233.2592 | 716233.2592 | 716233.2592 | 716233.2592 | 716233.2592 | 716233.2592 | 716233.2592 | 716233.2592 | 716233.2592 | 716233.2592 | 716233.2592
QLD | Solar | 5451.2722 | 38140.7876 | 86542.1986 | 86542.1986 | 86542.1986 | 86542.1986 | 86542.1986 | 86542.1986 | 86542.1986 | 86542.1986 | 86542.1986 | 86542.1986 | 86542.1986 | 86542.1986 | 86542.1986 | 86542.1986 | 86542.1986 | 86542.1986 | 86542.1986 | 86542.1986 | 86542.1986
Total |  | 509267.5756 | 594437.1929 | 799336.7071 | 799336.7071 | 846210.927 | 891013.4429 | 913751.6363 | 1050335.7789 | 1068052.5941 | 1097917.4482 | 1118881.0785 | 1169401.1486 | 1191980.4019 | 1235557.1389 | 1226802.0881 | 1181999.5721 | 1265526.8252 | 1281947.1075 | 1311498.92 | 1329837.8809 | 1357143.9303
Region | Technology | 2022 | 2023 | 2024 | 2025 | 2026 | 2027 | 2028 | 2029 | 2030 | 2031 | 2032 | 2033 | 2034 | 2035 | 2036 | 2037 | 2038 | 2039 | 2040 | 2041 | 2042
VIC | Black Coal | 0 | 0 | 0 | 0 | 0 | 0 | 0 | 0 | 0 | 0 | 0 | 0 | 0 | 0 | 0 | 0 | 0 | 0 | 0 | 0 | 0
VIC | Brown Coal | 0 | 0 | 0 | 0 | 0 | 0 | 0 | 0 | 0 | 0 | 0 | 0 | 0 | 0 | 0 | 0 | 0 | 0 | 0 | 0 | 0
VIC | CCGT | 0 | 0 | 0 | 0 | 0 | 0 | 0 | 0 | 0 | 0 | 0 | 0 | 0 | 0 | 0 | 0 | 0 | 0 | 0 | 0 | 0
VIC | Peaking Gas+Liquids | 0 | 0 | 0 | 0 | 0 | 0 | 0 | 0 | 0 | 0 | 0 | 0 | 0 | 0 | 0 | 0 | 0 | 0 | 0 | 83066.6346 | 83066.6346
VIC | Hydro | 0 | 0 | 0 | 0 | 0 | 0 | 0 | 0 | 0 | 0 | 0 | 0 | 0 | 0 | 0 | 0 | 0 | 0 | 0 | 0 | 0
VIC | Dispatchable Storage | 0 | 0 | 0 | 0 | 69364.9376 | 398561.3968 | 398561.3968 | 770575.6636 | 770575.6636 | 770575.6636 | 770575.6636 | 778904.9803 | 778904.9803 | 778904.9803 | 778904.9803 | 775945.8046 | 843717.5353 | 843717.5353 | 843717.5353 | 843717.5353 | 843717.5353
VIC | Wind | 65912.2947 | 87241.2036 | 87241.2036 | 87241.2036 | 180312.3906 | 551003.3415 | 581393.7201 | 1690750.2104 | 1690750.2104 | 1779209.2118 | 1779209.2118 | 2316271.9438 | 2316271.9438 | 2316271.9438 | 2316271.9438 | 2316271.9438 | 2316271.9438 | 2316271.9438 | 2316271.9438 | 2316271.9438 | 2316271.9438
VIC | Solar | 0 | 0 | 13487.3829 | 13487.3829 | 115687.1662 | 403011.5656 | 403011.5656 | 403011.5656 | 403011.5656 | 403011.5656 | 403011.5656 | 403011.5656 | 403011.5656 | 403011.5656 | 403011.5656 | 403011.5656 | 403011.5656 | 403011.5656 | 403011.5656 | 403011.5656 | 403011.5656
Total |  | 65912.2947 | 87241.2036 | 100728.5865 | 100728.5865 | 365364.4943 | 1352576.3038 | 1382966.6824 | 2864337.4395 | 2864337.4395 | 2952796.4409 | 2952796.4409 | 3498188.4897 | 3498188.4897 | 3498188.4897 | 3498188.4897 | 3495229.314 | 3563001.0447 | 3563001.0447 | 3563001.0447 | 3646067.6793 | 3646067.6793
Region | Technology | 2022 | 2023 | 2024 | 2025 | 2026 | 2027 | 2028 | 2029 | 2030 | 2031 | 2032 | 2033 | 2034 | 2035 | 2036 | 2037 | 2038 | 2039 | 2040 | 2041 | 2042
SA | Black Coal | 0 | 0 | 0 | 0 | 0 | 0 | 0 | 0 | 0 | 0 | 0 | 0 | 0 | 0 | 0 | 0 | 0 | 0 | 0 | 0 | 0
SA | Brown Coal | 0 | 0 | 0 | 0 | 0 | 0 | 0 | 0 | 0 | 0 | 0 | 0 | 0 | 0 | 0 | 0 | 0 | 0 | 0 | 0 | 0
SA | CCGT | 0 | 0 | 0 | 0 | 0 | 0 | 0 | 0 | 0 | 0 | 0 | 0 | 0 | 0 | 0 | 0 | 0 | 0 | 0 | 0 | 0
SA | Peaking Gas+Liquids | 0 | 0 | 0 | 0 | 0 | 0 | 0 | 0 | 0 | 0 | 0 | 0 | 0 | 0 | 0 | 0 | 6721.2446 | 6721.2446 | 6721.2446 | 6721.2446 | 6721.2446
SA | Hydro | 0 | 0 | 0 | 0 | 0 | 0 | 0 | 0 | 0 | 0 | 0 | 0 | 0 | 0 | 0 | 0 | 0 | 0 | 0 | 0 | 0
SA | Dispatchable Storage | 0 | 0 | 0 | 0 | 0 | 50327.5384 | 50327.5384 | 231217.0684 | 231217.0684 | 231217.0684 | 231217.0684 | 299625.5709 | 334155.1072 | 334155.1072 | 334155.1072 | 307413.1782 | 307413.1782 | 307413.1782 | 307413.1782 | 307413.1782 | 307413.1782
SA | Wind | 81433.5846 | 117791.1738 | 117791.1738 | 117791.1738 | 117791.1738 | 117791.1738 | 117791.1738 | 117791.1738 | 117791.1738 | 117791.1738 | 117791.1738 | 117791.1738 | 117791.1738 | 117791.1738 | 117791.1738 | 117791.1738 | 117791.1738 | 117791.1738 | 117791.1738 | 117791.1738 | 117791.1738
SA | Solar | 17640.9423 | 36183.2521 | 40920.5219 | 40920.5219 | 40920.5219 | 40920.5219 | 40920.5219 | 40920.5219 | 40920.5219 | 40920.5219 | 40920.5219 | 40920.5219 | 40920.5219 | 40920.5219 | 40920.5219 | 40920.5219 | 40920.5219 | 40920.5219 | 40920.5219 | 40920.5219 | 40920.5219
Total |  | 99074.5269 | 153974.4259 | 158711.6957 | 158711.6957 | 158711.6957 | 209039.2341 | 209039.2341 | 389928.7641 | 389928.7641 | 389928.7641 | 389928.7641 | 458337.2666 | 492866.8029 | 492866.8029 | 492866.8029 | 466124.874 | 472846.1186 | 472846.1186 | 472846.1186 | 472846.1186 | 472846.1186
Region | Technology | 2022 | 2023 | 2024 | 2025 | 2026 | 2027 | 2028 | 2029 | 2030 | 2031 | 2032 | 2033 | 2034 | 2035 | 2036 | 2037 | 2038 | 2039 | 2040 | 2041 | 2042
TAS | Black Coal | 0 | 0 | 0 | 0 | 0 | 0 | 0 | 0 | 0 | 0 | 0 | 0 | 0 | 0 | 0 | 0 | 0 | 0 | 0 | 0 | 0
TAS | Brown Coal | 0 | 0 | 0 | 0 | 0 | 0 | 0 | 0 | 0 | 0 | 0 | 0 | 0 | 0 | 0 | 0 | 0 | 0 | 0 | 0 | 0
TAS | CCGT | 0 | 0 | 0 | 0 | 0 | 0 | 0 | 0 | 0 | 0 | 0 | 0 | 0 | 0 | 0 | 0 | 0 | 0 | 0 | 0 | 0
TAS | Peaking Gas+Liquids | 0 | 0 | 0 | 0 | 0 | 0 | 0 | 0 | 0 | 0 | 0 | 0 | 0 | 0 | 0 | 0 | 0 | 0 | 0 | 0 | 0
TAS | Hydro | 0 | 0 | 0 | 0 | 0 | 0 | 0 | 0 | 0 | 0 | 0 | 0 | 0 | 0 | 0 | 0 | 0 | 0 | 0 | 0 | 0
TAS | VPP Battery | 0 | 0 | 0 | 0 | 0 | 0 | 0 | 0 | 0 | 0 | 0 | 0 | 0 | 0 | 0 | 0 | 0 | 0 | 0 | 0 | 0
TAS | Wind | 29739.0857 | 62071.4645 | 62071.4645 | 62071.4645 | 62071.4645 | 74012.3598 | 145186.3892 | 145186.3892 | 145186.3892 | 145186.3892 | 145186.3892 | 145186.3892 | 145186.3892 | 145186.3892 | 145186.3892 | 145186.3892 | 145186.3892 | 145186.3892 | 145186.3892 | 145186.3892 | 145186.3892
TAS | Solar | 0 | 0 | 0 | 0 | 0 | 0 | 0 | 0 | 0 | 0 | 0 | 0 | 0 | 0 | 0 | 0 | 0 | 0 | 0 | 0 | 0
Total |  | 29739.0857 | 62071.4645 | 62071.4645 | 62071.4645 | 62071.4645 | 74012.3598 | 145186.3892 | 145186.3892 | 145186.3892 | 145186.3892 | 145186.3892 | 145186.3892 | 145186.3892 | 145186.3892 | 145186.3892 | 145186.3892 | 145186.3892 | 145186.3892 | 145186.3892 | 145186.3892 | 145186.3892

## BuildCost_2
New generation build cost (CAPEX) by technology ($000s) - Step Change (DP8)
Real June 2019 dollars. Years are financial year ending. The total capital costs are annualised for modelling purposes and presented here on an annualised basis. Some rounding errors may be present.
Region | Technology | 2022 | 2023 | 2024 | 2025 | 2026 | 2027 | 2028 | 2029 | 2030 | 2031 | 2032 | 2033 | 2034 | 2035 | 2036 | 2037 | 2038 | 2039 | 2040 | 2041 | 2042
NEM | Black Coal | 0 | 0 | 0 | 0 | 0 | 0 | 0 | 0 | 0 | 0 | 0 | 0 | 0 | 0 | 0 | 0 | 0 | 0 | 0 | 0 | 0
NEM | Brown Coal | 0 | 0 | 0 | 0 | 0 | 0 | 0 | 0 | 0 | 0 | 0 | 0 | 0 | 0 | 0 | 0 | 0 | 0 | 0 | 0 | 0
NEM | CCGT | 0 | 0 | 0 | 0 | 0 | 0 | 0 | 0 | 0 | 0 | 0 | 0 | 0 | 0 | 0 | 0 | 0 | 0 | 0 | 0 | 0
NEM | Peaking Gas+Liquids | 0 | 0 | 0 | 0 | 0 | 0 | 0 | 0 | 0 | 0 | 0 | 0 | 0 | 0 | 0 | 0 | 0 | 0 | 0 | 0 | 0
NEM | Hydro | 0 | 0 | 0 | 0 | 0 | 0 | 0 | 0 | 0 | 0 | 0 | 0 | 0 | 0 | 0 | 0 | 0 | 0 | 0 | 0 | 0
NEM | Dispatchable Storage | 0 | 4343.403 | 4343.403 | 4343.403 | 4343.403 | 16083.5681 | 39737.2378 | 185818.6393 | 185818.6393 | 236514.1023 | 265795.9763 | 413843.2899 | 444306.7295 | 472515.9385 | 844710.9882 | 973513.7415 | 1204161.4957 | 1204161.4957 | 1204161.4957 | 1255054.9393 | 1354334.0113
NEM | Wind | 0 | 153865.0835 | 185781.0451 | 202699.6968 | 436108.575 | 690241.3114 | 1108779.3586 | 1133461.7656 | 1195657.2875 | 1607066.9333 | 1826433.942 | 2387422.2742 | 2443137.031 | 2443137.031 | 2918975.4159 | 3136006.7907 | 3468097.1572 | 3468097.1572 | 3561005.7312 | 3688476.438 | 3688476.438
NEM | Solar | 0 | 73742.1432 | 89462.3156 | 89462.3156 | 213487.5139 | 347310.3308 | 457559.3497 | 461132.8558 | 499950.4626 | 566342.7282 | 636639.6786 | 809096.3976 | 927562.2717 | 956751.8324 | 1219679.9559 | 1232533.9068 | 1429620.7482 | 1434540.5329 | 1460954.4823 | 1551155.263 | 1551155.263
Total |  | 0 | 231950.6297 | 279586.7636 | 296505.4154 | 653939.4918 | 1053635.2103 | 1606075.9461 | 1780413.2607 | 1881426.3894 | 2409923.7638 | 2728869.597 | 3610361.9617 | 3815006.0322 | 3872404.8019 | 4983366.36 | 5342054.439 | 6101879.4012 | 6106799.1858 | 6226121.7092 | 6494686.6403 | 6593965.7123
Region | Technology | 2022 | 2023 | 2024 | 2025 | 2026 | 2027 | 2028 | 2029 | 2030 | 2031 | 2032 | 2033 | 2034 | 2035 | 2036 | 2037 | 2038 | 2039 | 2040 | 2041 | 2042
NSW | Black Coal | 0 | 0 | 0 | 0 | 0 | 0 | 0 | 0 | 0 | 0 | 0 | 0 | 0 | 0 | 0 | 0 | 0 | 0 | 0 | 0 | 0
NSW | Brown Coal | 0 | 0 | 0 | 0 | 0 | 0 | 0 | 0 | 0 | 0 | 0 | 0 | 0 | 0 | 0 | 0 | 0 | 0 | 0 | 0 | 0
NSW | CCGT | 0 | 0 | 0 | 0 | 0 | 0 | 0 | 0 | 0 | 0 | 0 | 0 | 0 | 0 | 0 | 0 | 0 | 0 | 0 | 0 | 0
NSW | Peaking Gas+Liquids | 0 | 0 | 0 | 0 | 0 | 0 | 0 | 0 | 0 | 0 | 0 | 0 | 0 | 0 | 0 | 0 | 0 | 0 | 0 | 0 | 0
NSW | Hydro | 0 | 0 | 0 | 0 | 0 | 0 | 0 | 0 | 0 | 0 | 0 | 0 | 0 | 0 | 0 | 0 | 0 | 0 | 0 | 0 | 0
NSW | Dispatchable Storage | 0 | 0 | 0 | 0 | 0 | 0 | 0 | 0 | 0 | 0 | 29281.874 | 91348.359 | 91348.359 | 91348.359 | 312573.9666 | 312573.9666 | 417556.3311 | 417556.3311 | 417556.3311 | 445796.5698 | 445796.5698
NSW | Wind | 0 | 32005.1163 | 47717.4234 | 47717.4234 | 47717.4234 | 47717.4234 | 168302.5622 | 168302.5622 | 168302.5622 | 335602.8173 | 461666.0608 | 658914.265 | 714629.0218 | 714629.0218 | 975106.8641 | 975106.8641 | 996598.9217 | 996598.9217 | 996598.9217 | 996598.9217 | 996598.9217
NSW | Solar | 0 | 35966.4653 | 51686.6377 | 51686.6377 | 160153.9651 | 220355.8419 | 280874.074 | 280874.074 | 280874.074 | 309183.1919 | 372359.5309 | 372359.5309 | 404177.3802 | 404177.3802 | 562119.4678 | 574973.4187 | 715009.6163 | 715009.6163 | 715009.6163 | 767463.092 | 767463.092
Total |  | 0 | 67971.5816 | 99404.0611 | 99404.0611 | 207871.3885 | 268073.2653 | 449176.6362 | 449176.6362 | 449176.6362 | 644786.0092 | 863307.4657 | 1122622.1549 | 1210154.761 | 1210154.761 | 1849800.2985 | 1862654.2495 | 2129164.8691 | 2129164.8691 | 2129164.8691 | 2209858.5835 | 2209858.5835
Region | Technology | 2022 | 2023 | 2024 | 2025 | 2026 | 2027 | 2028 | 2029 | 2030 | 2031 | 2032 | 2033 | 2034 | 2035 | 2036 | 2037 | 2038 | 2039 | 2040 | 2041 | 2042
QLD | Black Coal | 0 | 0 | 0 | 0 | 0 | 0 | 0 | 0 | 0 | 0 | 0 | 0 | 0 | 0 | 0 | 0 | 0 | 0 | 0 | 0 | 0
QLD | Brown Coal | 0 | 0 | 0 | 0 | 0 | 0 | 0 | 0 | 0 | 0 | 0 | 0 | 0 | 0 | 0 | 0 | 0 | 0 | 0 | 0 | 0
QLD | CCGT | 0 | 0 | 0 | 0 | 0 | 0 | 0 | 0 | 0 | 0 | 0 | 0 | 0 | 0 | 0 | 0 | 0 | 0 | 0 | 0 | 0
QLD | Peaking Gas+Liquids | 0 | 0 | 0 | 0 | 0 | 0 | 0 | 0 | 0 | 0 | 0 | 0 | 0 | 0 | 0 | 0 | 0 | 0 | 0 | 0 | 0
QLD | Hydro | 0 | 0 | 0 | 0 | 0 | 0 | 0 | 0 | 0 | 0 | 0 | 0 | 0 | 0 | 0 | 0 | 0 | 0 | 0 | 0 | 0
QLD | Dispatchable Storage | 0 | 4343.403 | 4343.403 | 4343.403 | 4343.403 | 16083.5681 | 39737.2378 | 185818.6393 | 185818.6393 | 236514.1023 | 236514.1023 | 300878.0987 | 331341.5383 | 359550.7473 | 470725.9358 | 463171.7933 | 529127.4312 | 529127.4312 | 529127.4312 | 551780.636 | 586407.2539
QLD | Wind | 0 | 70591.8034 | 70591.8034 | 70591.8034 | 282715.107 | 459859.2532 | 459859.2532 | 479846.3707 | 517381.4359 | 593842.6037 | 593842.6037 | 885363.34 | 885363.34 | 885363.34 | 1049841.0848 | 1089241.2402 | 1234692.2764 | 1234692.2764 | 1234692.2764 | 1234692.2764 | 1234692.2764
QLD | Solar | 0 | 37775.6779 | 37775.6779 | 37775.6779 | 37775.6779 | 37775.6779 | 56089.5257 | 59663.0318 | 98480.6386 | 136563.7863 | 143684.3977 | 225554.9296 | 312202.9544 | 341392.5151 | 418025.2976 | 418025.2976 | 454536.552 | 459456.3366 | 468735.6338 | 506482.9389 | 506482.9389
Total |  | 0 | 112710.8843 | 112710.8843 | 112710.8843 | 324834.1879 | 513718.4993 | 555686.0168 | 725328.0418 | 801680.7138 | 966920.4923 | 974041.1038 | 1411796.3683 | 1528907.8328 | 1586306.6025 | 1938592.3182 | 1970438.3311 | 2218356.2596 | 2223276.0442 | 2232555.3414 | 2292955.8513 | 2327582.4692
Region | Technology | 2022 | 2023 | 2024 | 2025 | 2026 | 2027 | 2028 | 2029 | 2030 | 2031 | 2032 | 2033 | 2034 | 2035 | 2036 | 2037 | 2038 | 2039 | 2040 | 2041 | 2042
VIC | Black Coal | 0 | 0 | 0 | 0 | 0 | 0 | 0 | 0 | 0 | 0 | 0 | 0 | 0 | 0 | 0 | 0 | 0 | 0 | 0 | 0 | 0
VIC | Brown Coal | 0 | 0 | 0 | 0 | 0 | 0 | 0 | 0 | 0 | 0 | 0 | 0 | 0 | 0 | 0 | 0 | 0 | 0 | 0 | 0 | 0
VIC | CCGT | 0 | 0 | 0 | 0 | 0 | 0 | 0 | 0 | 0 | 0 | 0 | 0 | 0 | 0 | 0 | 0 | 0 | 0 | 0 | 0 | 0
VIC | Peaking Gas+Liquids | 0 | 0 | 0 | 0 | 0 | 0 | 0 | 0 | 0 | 0 | 0 | 0 | 0 | 0 | 0 | 0 | 0 | 0 | 0 | 0 | 0
VIC | Hydro | 0 | 0 | 0 | 0 | 0 | 0 | 0 | 0 | 0 | 0 | 0 | 0 | 0 | 0 | 0 | 0 | 0 | 0 | 0 | 0 | 0
VIC | Dispatchable Storage | 0 | 0 | 0 | 0 | 0 | 0 | 0 | 0 | 0 | 0 | 0 | 0 | 0 | 0 | 39794.2536 | 154731.7286 | 154731.7286 | 154731.7286 | 154731.7286 | 154731.7286 | 154731.7286
VIC | Wind | 0 | 51268.1638 | 51268.1638 | 51268.1638 | 51268.1638 | 51268.1638 | 244053.3718 | 244053.3718 | 244053.3718 | 306271.9125 | 306271.9125 | 306271.9125 | 306271.9125 | 306271.9125 | 317222.5198 | 468673.1846 | 585751.3868 | 585751.3868 | 678659.9608 | 764764.6326 | 764764.6326
VIC | Solar | 0 | 0 | 0 | 0 | 0 | 23641.6582 | 51714.0962 | 51714.0962 | 51714.0962 | 51714.0962 | 51714.0962 | 142300.2833 | 142300.2833 | 142300.2833 | 170653.5366 | 170653.5366 | 170653.5366 | 170653.5366 | 170653.5366 | 170653.5366 | 170653.5366
Total |  | 0 | 51268.1638 | 51268.1638 | 51268.1638 | 51268.1638 | 74909.822 | 295767.4679 | 295767.4679 | 295767.4679 | 357986.0086 | 357986.0086 | 448572.1957 | 448572.1957 | 448572.1957 | 527670.3101 | 794058.4499 | 911136.652 | 911136.652 | 1004045.226 | 1090149.8979 | 1090149.8979
Region | Technology | 2022 | 2023 | 2024 | 2025 | 2026 | 2027 | 2028 | 2029 | 2030 | 2031 | 2032 | 2033 | 2034 | 2035 | 2036 | 2037 | 2038 | 2039 | 2040 | 2041 | 2042
SA | Black Coal | 0 | 0 | 0 | 0 | 0 | 0 | 0 | 0 | 0 | 0 | 0 | 0 | 0 | 0 | 0 | 0 | 0 | 0 | 0 | 0 | 0
SA | Brown Coal | 0 | 0 | 0 | 0 | 0 | 0 | 0 | 0 | 0 | 0 | 0 | 0 | 0 | 0 | 0 | 0 | 0 | 0 | 0 | 0 | 0
SA | CCGT | 0 | 0 | 0 | 0 | 0 | 0 | 0 | 0 | 0 | 0 | 0 | 0 | 0 | 0 | 0 | 0 | 0 | 0 | 0 | 0 | 0
SA | Peaking Gas+Liquids | 0 | 0 | 0 | 0 | 0 | 0 | 0 | 0 | 0 | 0 | 0 | 0 | 0 | 0 | 0 | 0 | 0 | 0 | 0 | 0 | 0
SA | Hydro | 0 | 0 | 0 | 0 | 0 | 0 | 0 | 0 | 0 | 0 | 0 | 0 | 0 | 0 | 0 | 0 | 0 | 0 | 0 | 0 | 0
SA | Dispatchable Storage | 0 | 0 | 0 | 0 | 0 | 0 | 0 | 0 | 0 | 0 | 0 | 0 | 0 | 0 | 0 | 21419.4208 | 37740.491 | 37740.491 | 37740.491 | 37740.491 | 102392.9451
SA | Wind | 0 | 0 | 0 | 0 | 3547.2396 | 62452.8975 | 133844.327 | 133844.327 | 133844.327 | 146202.0331 | 208424.4405 | 208424.4405 | 208424.4405 | 208424.4405 | 248356.6309 | 274537.1855 | 314510.3663 | 314510.3663 | 314510.3663 | 355876.4013 | 355876.4013
SA | Solar | 0 | 0 | 0 | 0 | 15557.8709 | 65537.1529 | 67749.2505 | 67749.2505 | 67749.2505 | 67749.2505 | 67749.2505 | 67749.2505 | 67749.2505 | 67749.2505 | 67749.2505 | 67749.2505 | 80648.5697 | 80648.5697 | 97783.2219 | 97783.2219 | 97783.2219
Total |  | 0 | 0 | 0 | 0 | 19105.1105 | 127990.0504 | 201593.5775 | 201593.5775 | 201593.5775 | 213951.2836 | 276173.691 | 276173.691 | 276173.691 | 276173.691 | 316105.8814 | 363705.8568 | 432899.427 | 432899.427 | 450034.0793 | 491400.1142 | 556052.5683
Region | Technology | 2022 | 2023 | 2024 | 2025 | 2026 | 2027 | 2028 | 2029 | 2030 | 2031 | 2032 | 2033 | 2034 | 2035 | 2036 | 2037 | 2038 | 2039 | 2040 | 2041 | 2042
TAS | Black Coal | 0 | 0 | 0 | 0 | 0 | 0 | 0 | 0 | 0 | 0 | 0 | 0 | 0 | 0 | 0 | 0 | 0 | 0 | 0 | 0 | 0
TAS | Brown Coal | 0 | 0 | 0 | 0 | 0 | 0 | 0 | 0 | 0 | 0 | 0 | 0 | 0 | 0 | 0 | 0 | 0 | 0 | 0 | 0 | 0
TAS | CCGT | 0 | 0 | 0 | 0 | 0 | 0 | 0 | 0 | 0 | 0 | 0 | 0 | 0 | 0 | 0 | 0 | 0 | 0 | 0 | 0 | 0
TAS | Peaking Gas+Liquids | 0 | 0 | 0 | 0 | 0 | 0 | 0 | 0 | 0 | 0 | 0 | 0 | 0 | 0 | 0 | 0 | 0 | 0 | 0 | 0 | 0
TAS | Hydro | 0 | 0 | 0 | 0 | 0 | 0 | 0 | 0 | 0 | 0 | 0 | 0 | 0 | 0 | 0 | 0 | 0 | 0 | 0 | 0 | 0
TAS | VPP Battery | 0 | 0 | 0 | 0 | 0 | 0 | 0 | 0 | 0 | 0 | 0 | 21616.8322 | 21616.8322 | 21616.8322 | 21616.8322 | 21616.8322 | 65005.5138 | 65005.5138 | 65005.5138 | 65005.5138 | 65005.5138
TAS | Wind | 0 | 0 | 16203.6545 | 33122.3062 | 50860.6411 | 68943.5734 | 102719.8444 | 107415.1339 | 132075.5906 | 225147.5667 | 256228.9246 | 328448.3162 | 328448.3162 | 328448.3162 | 328448.3162 | 328448.3162 | 336544.206 | 336544.206 | 336544.206 | 336544.206 | 336544.206
TAS | Solar | 0 | 0 | 0 | 0 | 0 | 0 | 1132.4033 | 1132.4033 | 1132.4033 | 1132.4033 | 1132.4033 | 1132.4033 | 1132.4033 | 1132.4033 | 1132.4033 | 1132.4033 | 8772.4737 | 8772.4737 | 8772.4737 | 8772.4737 | 8772.4737
Total |  | 0 | 0 | 16203.6545 | 33122.3062 | 50860.6411 | 68943.5734 | 103852.2477 | 108547.5372 | 133207.994 | 226279.9701 | 257361.3279 | 351197.5517 | 351197.5517 | 351197.5517 | 351197.5517 | 351197.5517 | 410322.1935 | 410322.1935 | 410322.1935 | 410322.1935 | 410322.1935

## RehabCost_1
Rehabilitation cost by technology ($000s) - Step Change (Counterfactual)
Real June 2019 dollars. Years are financial year ending. Some rounding errors may be present.
Region | Technology | 2022 | 2023 | 2024 | 2025 | 2026 | 2027 | 2028 | 2029 | 2030 | 2031 | 2032 | 2033 | 2034 | 2035 | 2036 | 2037 | 2038 | 2039 | 2040 | 2041 | 2042
NEM | Black Coal | 0 | 81274.3363 | 471391.1504 | 379551.1504 | 227568.1416 | 542912.5664 | 0 | 117035.0442 | 0 | 0 | 117035.0442 | 234070.0885 | 0 | 0 | 111345.8407 | 0 | 73146.9027 | 0 | 0 | 0 | 0
NEM | Brown Coal | 0 | 0 | 0 | 0 | 235695.5752 | 547789.0265 | 0 | 0 | 0 | 0 | 0 | 0 | 0 | 0 | 0 | 0 | 0 | 0 | 0 | 0 | 0
NEM | CCGT | 0 | 31696.9912 | 23772.7434 | 0 | 0 | 0 | 0 | 50847.2566 | 0 | 0 | 0 | 0 | 0 | 0 | 105656.6372 | 0 | 69865.4513 | 0 | 84974.3504 | 0 | 0
NEM | Peaking Gas+Liquids | 0 | 0 | 0 | 0 | 0 | 0 | 0 | 0 | 0 | 17486.6814 | 0 | 10713.2782 | 21121.1681 | 5348.8673 | 5943.1858 | 0 | 0 | 0 | 20115.3982 | 5486.0177 | 0
NEM | Hydro | 0 | 0 | 0 | 0 | 0 | 0 | 0 | 0 | 0 | 0 | 0 | 0 | 0 | 0 | 0 | 0 | 9436.108 | 0 | 0 | 0 | 0
NEM | Dispatchable Storage | 0 | 0 | 0 | 0 | 0 | 0 | 0 | 0 | 0 | 0 | 0 | 0 | 0 | 0 | 0 | 0 | 0 | 0 | 0 | 0 | 0
NEM | Wind | 0 | 0 | 0 | 0 | 0 | 0 | 0 | 0 | 0 | 0 | 0 | 0 | 933.7815 | 0 | 0 | 0 | 0 | 0 | 0 | 0 | 0
NEM | Solar | 0 | 0 | 0 | 0 | 0 | 0 | 0 | 0 | 0 | 0 | 0 | 0 | 0 | 0 | 0 | 0 | 0 | 0 | 0 | 0 | 0
Total |  | 0 | 112971.3274 | 495163.8938 | 379551.1504 | 463263.7168 | 1090701.5929 | 0 | 167882.3009 | 0 | 17486.6814 | 117035.0442 | 244783.3667 | 22054.9497 | 5348.8673 | 222945.6637 | 0 | 152448.462 | 0 | 105089.7487 | 5486.0177 | 0
Region | Technology | 2022 | 2023 | 2024 | 2025 | 2026 | 2027 | 2028 | 2029 | 2030 | 2031 | 2032 | 2033 | 2034 | 2035 | 2036 | 2037 | 2038 | 2039 | 2040 | 2041 | 2042
NSW | Black Coal | 0 | 81274.3363 | 243823.0088 | 334037.5221 | 0 | 429128.4956 | 0 | 117035.0442 | 0 | 0 | 117035.0442 | 234070.0885 | 0 | 0 | 111345.8407 | 0 | 0 | 0 | 0 | 0 | 0
NSW | Brown Coal | 0 | 0 | 0 | 0 | 0 | 0 | 0 | 0 | 0 | 0 | 0 | 0 | 0 | 0 | 0 | 0 | 0 | 0 | 0 | 0 | 0
NSW | CCGT | 0 | 0 | 0 | 0 | 0 | 0 | 0 | 0 | 0 | 0 | 0 | 0 | 0 | 0 | 0 | 0 | 0 | 0 | 0 | 0 | 0
NSW | Peaking Gas+Liquids | 0 | 0 | 0 | 0 | 0 | 0 | 0 | 0 | 0 | 0 | 0 | 0 | 0 | 0 | 2285.8407 | 0 | 0 | 0 | 0 | 0 | 0
NSW | Hydro | 0 | 0 | 0 | 0 | 0 | 0 | 0 | 0 | 0 | 0 | 0 | 0 | 0 | 0 | 0 | 0 | 0 | 0 | 0 | 0 | 0
NSW | Dispatchable Storage | 0 | 0 | 0 | 0 | 0 | 0 | 0 | 0 | 0 | 0 | 0 | 0 | 0 | 0 | 0 | 0 | 0 | 0 | 0 | 0 | 0
NSW | Wind | 0 | 0 | 0 | 0 | 0 | 0 | 0 | 0 | 0 | 0 | 0 | 0 | 0 | 0 | 0 | 0 | 0 | 0 | 0 | 0 | 0
NSW | Solar | 0 | 0 | 0 | 0 | 0 | 0 | 0 | 0 | 0 | 0 | 0 | 0 | 0 | 0 | 0 | 0 | 0 | 0 | 0 | 0 | 0
Total |  | 0 | 81274.3363 | 243823.0088 | 334037.5221 | 0 | 429128.4956 | 0 | 117035.0442 | 0 | 0 | 117035.0442 | 234070.0885 | 0 | 0 | 113631.6814 | 0 | 0 | 0 | 0 | 0 | 0
Region | Technology | 2022 | 2023 | 2024 | 2025 | 2026 | 2027 | 2028 | 2029 | 2030 | 2031 | 2032 | 2033 | 2034 | 2035 | 2036 | 2037 | 2038 | 2039 | 2040 | 2041 | 2042
QLD | Black Coal | 0 | 0 | 227568.1416 | 45513.6283 | 227568.1416 | 113784.0708 | 0 | 0 | 0 | 0 | 0 | 0 | 0 | 0 | 0 | 0 | 73146.9027 | 0 | 0 | 0 | 0
QLD | Brown Coal | 0 | 0 | 0 | 0 | 0 | 0 | 0 | 0 | 0 | 0 | 0 | 0 | 0 | 0 | 0 | 0 | 0 | 0 | 0 | 0 | 0
QLD | CCGT | 0 | 0 | 0 | 0 | 0 | 0 | 0 | 50847.2566 | 0 | 0 | 0 | 0 | 0 | 0 | 0 | 0 | 0 | 0 | 18938.9522 | 0 | 0
QLD | Peaking Gas+Liquids | 0 | 0 | 0 | 0 | 0 | 0 | 0 | 0 | 0 | 0 | 0 | 0 | 13349.3097 | 5348.8673 | 0 | 0 | 0 | 0 | 0 | 0 | 0
QLD | Hydro | 0 | 0 | 0 | 0 | 0 | 0 | 0 | 0 | 0 | 0 | 0 | 0 | 0 | 0 | 0 | 0 | 9436.108 | 0 | 0 | 0 | 0
QLD | Dispatchable Storage | 0 | 0 | 0 | 0 | 0 | 0 | 0 | 0 | 0 | 0 | 0 | 0 | 0 | 0 | 0 | 0 | 0 | 0 | 0 | 0 | 0
QLD | Wind | 0 | 0 | 0 | 0 | 0 | 0 | 0 | 0 | 0 | 0 | 0 | 0 | 0 | 0 | 0 | 0 | 0 | 0 | 0 | 0 | 0
QLD | Solar | 0 | 0 | 0 | 0 | 0 | 0 | 0 | 0 | 0 | 0 | 0 | 0 | 0 | 0 | 0 | 0 | 0 | 0 | 0 | 0 | 0
Total |  | 0 | 0 | 227568.1416 | 45513.6283 | 227568.1416 | 113784.0708 | 0 | 50847.2566 | 0 | 0 | 0 | 0 | 13349.3097 | 5348.8673 | 0 | 0 | 82583.0107 | 0 | 18938.9522 | 0 | 0
Region | Technology | 2022 | 2023 | 2024 | 2025 | 2026 | 2027 | 2028 | 2029 | 2030 | 2031 | 2032 | 2033 | 2034 | 2035 | 2036 | 2037 | 2038 | 2039 | 2040 | 2041 | 2042
VIC | Black Coal | 0 | 0 | 0 | 0 | 0 | 0 | 0 | 0 | 0 | 0 | 0 | 0 | 0 | 0 | 0 | 0 | 0 | 0 | 0 | 0 | 0
VIC | Brown Coal | 0 | 0 | 0 | 0 | 235695.5752 | 547789.0265 | 0 | 0 | 0 | 0 | 0 | 0 | 0 | 0 | 0 | 0 | 0 | 0 | 0 | 0 | 0
VIC | CCGT | 0 | 0 | 0 | 0 | 0 | 0 | 0 | 0 | 0 | 0 | 0 | 0 | 0 | 0 | 0 | 0 | 0 | 0 | 66035.3982 | 0 | 0
VIC | Peaking Gas+Liquids | 0 | 0 | 0 | 0 | 0 | 0 | 0 | 0 | 0 | 0 | 0 | 0 | 7771.8584 | 0 | 0 | 0 | 0 | 0 | 20115.3982 | 0 | 0
VIC | Hydro | 0 | 0 | 0 | 0 | 0 | 0 | 0 | 0 | 0 | 0 | 0 | 0 | 0 | 0 | 0 | 0 | 0 | 0 | 0 | 0 | 0
VIC | Dispatchable Storage | 0 | 0 | 0 | 0 | 0 | 0 | 0 | 0 | 0 | 0 | 0 | 0 | 0 | 0 | 0 | 0 | 0 | 0 | 0 | 0 | 0
VIC | Wind | 0 | 0 | 0 | 0 | 0 | 0 | 0 | 0 | 0 | 0 | 0 | 0 | 573.3746 | 0 | 0 | 0 | 0 | 0 | 0 | 0 | 0
VIC | Solar | 0 | 0 | 0 | 0 | 0 | 0 | 0 | 0 | 0 | 0 | 0 | 0 | 0 | 0 | 0 | 0 | 0 | 0 | 0 | 0 | 0
Total |  | 0 | 0 | 0 | 0 | 235695.5752 | 547789.0265 | 0 | 0 | 0 | 0 | 0 | 0 | 8345.233 | 0 | 0 | 0 | 0 | 0 | 86150.7965 | 0 | 0
Region | Technology | 2022 | 2023 | 2024 | 2025 | 2026 | 2027 | 2028 | 2029 | 2030 | 2031 | 2032 | 2033 | 2034 | 2035 | 2036 | 2037 | 2038 | 2039 | 2040 | 2041 | 2042
SA | Black Coal | 0 | 0 | 0 | 0 | 0 | 0 | 0 | 0 | 0 | 0 | 0 | 0 | 0 | 0 | 0 | 0 | 0 | 0 | 0 | 0 | 0
SA | Brown Coal | 0 | 0 | 0 | 0 | 0 | 0 | 0 | 0 | 0 | 0 | 0 | 0 | 0 | 0 | 0 | 0 | 0 | 0 | 0 | 0 | 0
SA | CCGT | 0 | 31696.9912 | 23772.7434 | 0 | 0 | 0 | 0 | 0 | 0 | 0 | 0 | 0 | 0 | 0 | 105656.6372 | 0 | 69865.4513 | 0 | 0 | 0 | 0
SA | Peaking Gas+Liquids | 0 | 0 | 0 | 0 | 0 | 0 | 0 | 0 | 0 | 17486.6814 | 0 | 10713.2782 | 0 | 0 | 3657.3451 | 0 | 0 | 0 | 0 | 0 | 0
SA | Hydro | 0 | 0 | 0 | 0 | 0 | 0 | 0 | 0 | 0 | 0 | 0 | 0 | 0 | 0 | 0 | 0 | 0 | 0 | 0 | 0 | 0
SA | Dispatchable Storage | 0 | 0 | 0 | 0 | 0 | 0 | 0 | 0 | 0 | 0 | 0 | 0 | 0 | 0 | 0 | 0 | 0 | 0 | 0 | 0 | 0
SA | Wind | 0 | 0 | 0 | 0 | 0 | 0 | 0 | 0 | 0 | 0 | 0 | 0 | 360.4069 | 0 | 0 | 0 | 0 | 0 | 0 | 0 | 0
SA | Solar | 0 | 0 | 0 | 0 | 0 | 0 | 0 | 0 | 0 | 0 | 0 | 0 | 0 | 0 | 0 | 0 | 0 | 0 | 0 | 0 | 0
Total |  | 0 | 31696.9912 | 23772.7434 | 0 | 0 | 0 | 0 | 0 | 0 | 17486.6814 | 0 | 10713.2782 | 360.4069 | 0 | 109313.9823 | 0 | 69865.4513 | 0 | 0 | 0 | 0
Region | Technology | 2022 | 2023 | 2024 | 2025 | 2026 | 2027 | 2028 | 2029 | 2030 | 2031 | 2032 | 2033 | 2034 | 2035 | 2036 | 2037 | 2038 | 2039 | 2040 | 2041 | 2042
TAS | Black Coal | 0 | 0 | 0 | 0 | 0 | 0 | 0 | 0 | 0 | 0 | 0 | 0 | 0 | 0 | 0 | 0 | 0 | 0 | 0 | 0 | 0
TAS | Brown Coal | 0 | 0 | 0 | 0 | 0 | 0 | 0 | 0 | 0 | 0 | 0 | 0 | 0 | 0 | 0 | 0 | 0 | 0 | 0 | 0 | 0
TAS | CCGT | 0 | 0 | 0 | 0 | 0 | 0 | 0 | 0 | 0 | 0 | 0 | 0 | 0 | 0 | 0 | 0 | 0 | 0 | 0 | 0 | 0
TAS | Peaking Gas+Liquids | 0 | 0 | 0 | 0 | 0 | 0 | 0 | 0 | 0 | 0 | 0 | 0 | 0 | 0 | 0 | 0 | 0 | 0 | 0 | 5486.0177 | 0
TAS | Hydro | 0 | 0 | 0 | 0 | 0 | 0 | 0 | 0 | 0 | 0 | 0 | 0 | 0 | 0 | 0 | 0 | 0 | 0 | 0 | 0 | 0
TAS | Dispatchable Storage | 0 | 0 | 0 | 0 | 0 | 0 | 0 | 0 | 0 | 0 | 0 | 0 | 0 | 0 | 0 | 0 | 0 | 0 | 0 | 0 | 0
TAS | Wind | 0 | 0 | 0 | 0 | 0 | 0 | 0 | 0 | 0 | 0 | 0 | 0 | 0 | 0 | 0 | 0 | 0 | 0 | 0 | 0 | 0
TAS | Solar | 0 | 0 | 0 | 0 | 0 | 0 | 0 | 0 | 0 | 0 | 0 | 0 | 0 | 0 | 0 | 0 | 0 | 0 | 0 | 0 | 0
Total |  | 0 | 0 | 0 | 0 | 0 | 0 | 0 | 0 | 0 | 0 | 0 | 0 | 0 | 0 | 0 | 0 | 0 | 0 | 0 | 5486.0177 | 0

## RehabCost_2
Rehabilitation cost by technology ($000s) - Step Change (DP8)
Real June 2019 dollars. Years are financial year ending. Some rounding errors may be present.
Region | Technology | 2022 | 2023 | 2024 | 2025 | 2026 | 2027 | 2028 | 2029 | 2030 | 2031 | 2032 | 2033 | 2034 | 2035 | 2036 | 2037 | 2038 | 2039 | 2040 | 2041 | 2042
NEM | Black Coal | 0 | 81274.3363 | 406371.6814 | 91027.2566 | 442132.3894 | 73146.9027 | 0 | 113784.0708 | 0 | 185305.4867 | 331599.292 | 354356.1062 | 0 | 0 | 581924.2478 | 0 | 0 | 0 | 0 | 0 | 120936.2124
NEM | Brown Coal | 0 | 0 | 0 | 0 | 113784.0708 | 177178.0531 | 182054.5133 | 60955.7522 | 60955.7522 | 0 | 0 | 0 | 0 | 0 | 0 | 188556.4602 | 0 | 0 | 0 | 0 | 0
NEM | CCGT | 0 | 31696.9912 | 23772.7434 | 0 | 0 | 0 | 0 | 50847.2566 | 0 | 0 | 0 | 0 | 0 | 0 | 105656.6372 | 0 | 69865.4513 | 0 | 84974.3504 | 0 | 0
NEM | Peaking Gas+Liquids | 0 | 0 | 0 | 0 | 0 | 0 | 0 | 0 | 0 | 17486.6814 | 0 | 10713.2782 | 21121.1681 | 5348.8673 | 5943.1858 | 0 | 0 | 0 | 20115.3982 | 5486.0177 | 0
NEM | Hydro | 0 | 0 | 0 | 0 | 0 | 0 | 0 | 0 | 0 | 0 | 0 | 0 | 0 | 0 | 0 | 0 | 9436.108 | 0 | 0 | 0 | 0
NEM | Dispatchable Storage | 0 | 0 | 0 | 0 | 0 | 0 | 0 | 0 | 0 | 0 | 0 | 0 | 0 | 0 | 0 | 0 | 0 | 0 | 0 | 0 | 0
NEM | Wind | 0 | 0 | 0 | 0 | 0 | 0 | 0 | 0 | 991.119 | 502.3854 | 0 | 0 | 3043.8001 | 0 | 1658.9639 | 3290.6242 | 6287.2438 | 6651.1456 | 5664.9412 | 7511.7536 | 527.5046
NEM | Solar | 0 | 0 | 0 | 0 | 0 | 0 | 0 | 0 | 0 | 0 | 0 | 0 | 0 | 0 | 2642.984 | 0 | 1528.999 | 3282.9792 | 0 | 0 | 0
Total |  | 0 | 112971.3274 | 430144.4248 | 91027.2566 | 555916.4602 | 250324.9558 | 182054.5133 | 225587.0796 | 61946.8712 | 203294.5535 | 331599.292 | 365069.3844 | 24164.9683 | 5348.8673 | 697826.0186 | 191847.0844 | 87117.8021 | 9934.1248 | 110754.6899 | 12997.7713 | 121463.717
Region | Technology | 2022 | 2023 | 2024 | 2025 | 2026 | 2027 | 2028 | 2029 | 2030 | 2031 | 2032 | 2033 | 2034 | 2035 | 2036 | 2037 | 2038 | 2039 | 2040 | 2041 | 2042
NSW | Black Coal | 0 | 81274.3363 | 360858.0531 | 0 | 214564.2478 | 0 | 0 | 0 | 0 | 117035.0442 | 331599.292 | 117035.0442 | 0 | 0 | 445383.3628 | 0 | 0 | 0 | 0 | 0 | 0
NSW | Brown Coal | 0 | 0 | 0 | 0 | 0 | 0 | 0 | 0 | 0 | 0 | 0 | 0 | 0 | 0 | 0 | 0 | 0 | 0 | 0 | 0 | 0
NSW | CCGT | 0 | 0 | 0 | 0 | 0 | 0 | 0 | 0 | 0 | 0 | 0 | 0 | 0 | 0 | 0 | 0 | 0 | 0 | 0 | 0 | 0
NSW | Peaking Gas+Liquids | 0 | 0 | 0 | 0 | 0 | 0 | 0 | 0 | 0 | 0 | 0 | 0 | 0 | 0 | 2285.8407 | 0 | 0 | 0 | 0 | 0 | 0
NSW | Hydro | 0 | 0 | 0 | 0 | 0 | 0 | 0 | 0 | 0 | 0 | 0 | 0 | 0 | 0 | 0 | 0 | 0 | 0 | 0 | 0 | 0
NSW | Dispatchable Storage | 0 | 0 | 0 | 0 | 0 | 0 | 0 | 0 | 0 | 0 | 0 | 0 | 0 | 0 | 0 | 0 | 0 | 0 | 0 | 0 | 0
NSW | Wind | 0 | 0 | 0 | 0 | 0 | 0 | 0 | 0 | 0 | 0 | 0 | 0 | 0 | 0 | 0 | 507.8461 | 4832.5105 | 327.6426 | 0 | 3937.1724 | 527.5046
NSW | Solar | 0 | 0 | 0 | 0 | 0 | 0 | 0 | 0 | 0 | 0 | 0 | 0 | 0 | 0 | 0 | 0 | 436.8569 | 3282.9792 | 0 | 0 | 0
Total |  | 0 | 81274.3363 | 360858.0531 | 0 | 214564.2478 | 0 | 0 | 0 | 0 | 117035.0442 | 331599.292 | 117035.0442 | 0 | 0 | 447669.2035 | 507.8461 | 5269.3673 | 3610.6219 | 0 | 3937.1724 | 527.5046
Region | Technology | 2022 | 2023 | 2024 | 2025 | 2026 | 2027 | 2028 | 2029 | 2030 | 2031 | 2032 | 2033 | 2034 | 2035 | 2036 | 2037 | 2038 | 2039 | 2040 | 2041 | 2042
QLD | Black Coal | 0 | 0 | 45513.6283 | 91027.2566 | 227568.1416 | 73146.9027 | 0 | 113784.0708 | 0 | 68270.4425 | 0 | 237321.0619 | 0 | 0 | 136540.885 | 0 | 0 | 0 | 0 | 0 | 120936.2124
QLD | Brown Coal | 0 | 0 | 0 | 0 | 0 | 0 | 0 | 0 | 0 | 0 | 0 | 0 | 0 | 0 | 0 | 0 | 0 | 0 | 0 | 0 | 0
QLD | CCGT | 0 | 0 | 0 | 0 | 0 | 0 | 0 | 50847.2566 | 0 | 0 | 0 | 0 | 0 | 0 | 0 | 0 | 0 | 0 | 18938.9522 | 0 | 0
QLD | Peaking Gas+Liquids | 0 | 0 | 0 | 0 | 0 | 0 | 0 | 0 | 0 | 0 | 0 | 0 | 13349.3097 | 5348.8673 | 0 | 0 | 0 | 0 | 0 | 0 | 0
QLD | Hydro | 0 | 0 | 0 | 0 | 0 | 0 | 0 | 0 | 0 | 0 | 0 | 0 | 0 | 0 | 0 | 0 | 9436.108 | 0 | 0 | 0 | 0
QLD | Dispatchable Storage | 0 | 0 | 0 | 0 | 0 | 0 | 0 | 0 | 0 | 0 | 0 | 0 | 0 | 0 | 0 | 0 | 0 | 0 | 0 | 0 | 0
QLD | Wind | 0 | 0 | 0 | 0 | 0 | 0 | 0 | 0 | 0 | 0 | 0 | 0 | 0 | 0 | 0 | 0 | 0 | 0 | 0 | 0 | 0
QLD | Solar | 0 | 0 | 0 | 0 | 0 | 0 | 0 | 0 | 0 | 0 | 0 | 0 | 0 | 0 | 2642.984 | 0 | 1092.1421 | 0 | 0 | 0 | 0
Total |  | 0 | 0 | 45513.6283 | 91027.2566 | 227568.1416 | 73146.9027 | 0 | 164631.3274 | 0 | 68270.4425 | 0 | 237321.0619 | 13349.3097 | 5348.8673 | 139183.8689 | 0 | 10528.2501 | 0 | 18938.9522 | 0 | 120936.2124
Region | Technology | 2022 | 2023 | 2024 | 2025 | 2026 | 2027 | 2028 | 2029 | 2030 | 2031 | 2032 | 2033 | 2034 | 2035 | 2036 | 2037 | 2038 | 2039 | 2040 | 2041 | 2042
VIC | Black Coal | 0 | 0 | 0 | 0 | 0 | 0 | 0 | 0 | 0 | 0 | 0 | 0 | 0 | 0 | 0 | 0 | 0 | 0 | 0 | 0 | 0
VIC | Brown Coal | 0 | 0 | 0 | 0 | 113784.0708 | 177178.0531 | 182054.5133 | 60955.7522 | 60955.7522 | 0 | 0 | 0 | 0 | 0 | 0 | 188556.4602 | 0 | 0 | 0 | 0 | 0
VIC | CCGT | 0 | 0 | 0 | 0 | 0 | 0 | 0 | 0 | 0 | 0 | 0 | 0 | 0 | 0 | 0 | 0 | 0 | 0 | 66035.3982 | 0 | 0
VIC | Peaking Gas+Liquids | 0 | 0 | 0 | 0 | 0 | 0 | 0 | 0 | 0 | 0 | 0 | 0 | 7771.8584 | 0 | 0 | 0 | 0 | 0 | 20115.3982 | 0 | 0
VIC | Hydro | 0 | 0 | 0 | 0 | 0 | 0 | 0 | 0 | 0 | 0 | 0 | 0 | 0 | 0 | 0 | 0 | 0 | 0 | 0 | 0 | 0
VIC | Dispatchable Storage | 0 | 0 | 0 | 0 | 0 | 0 | 0 | 0 | 0 | 0 | 0 | 0 | 0 | 0 | 0 | 0 | 0 | 0 | 0 | 0 | 0
VIC | Wind | 0 | 0 | 0 | 0 | 0 | 0 | 0 | 0 | 0 | 0 | 0 | 0 | 573.3746 | 0 | 0 | 0 | 733.9195 | 4586.9969 | 2096.9129 | 3148.6458 | 0
VIC | Solar | 0 | 0 | 0 | 0 | 0 | 0 | 0 | 0 | 0 | 0 | 0 | 0 | 0 | 0 | 0 | 0 | 0 | 0 | 0 | 0 | 0
Total |  | 0 | 0 | 0 | 0 | 113784.0708 | 177178.0531 | 182054.5133 | 60955.7522 | 60955.7522 | 0 | 0 | 0 | 8345.233 | 0 | 0 | 188556.4602 | 733.9195 | 4586.9969 | 88247.7093 | 3148.6458 | 0
Region | Technology | 2022 | 2023 | 2024 | 2025 | 2026 | 2027 | 2028 | 2029 | 2030 | 2031 | 2032 | 2033 | 2034 | 2035 | 2036 | 2037 | 2038 | 2039 | 2040 | 2041 | 2042
SA | Black Coal | 0 | 0 | 0 | 0 | 0 | 0 | 0 | 0 | 0 | 0 | 0 | 0 | 0 | 0 | 0 | 0 | 0 | 0 | 0 | 0 | 0
SA | Brown Coal | 0 | 0 | 0 | 0 | 0 | 0 | 0 | 0 | 0 | 0 | 0 | 0 | 0 | 0 | 0 | 0 | 0 | 0 | 0 | 0 | 0
SA | CCGT | 0 | 31696.9912 | 23772.7434 | 0 | 0 | 0 | 0 | 0 | 0 | 0 | 0 | 0 | 0 | 0 | 105656.6372 | 0 | 69865.4513 | 0 | 0 | 0 | 0
SA | Peaking Gas+Liquids | 0 | 0 | 0 | 0 | 0 | 0 | 0 | 0 | 0 | 17486.6814 | 0 | 10713.2782 | 0 | 0 | 3657.3451 | 0 | 0 | 0 | 0 | 0 | 0
SA | Hydro | 0 | 0 | 0 | 0 | 0 | 0 | 0 | 0 | 0 | 0 | 0 | 0 | 0 | 0 | 0 | 0 | 0 | 0 | 0 | 0 | 0
SA | Dispatchable Storage | 0 | 0 | 0 | 0 | 0 | 0 | 0 | 0 | 0 | 0 | 0 | 0 | 0 | 0 | 0 | 0 | 0 | 0 | 0 | 0 | 0
SA | Wind | 0 | 0 | 0 | 0 | 0 | 0 | 0 | 0 | 991.119 | 502.3854 | 0 | 0 | 2470.4255 | 0 | 1658.9639 | 2782.7781 | 720.8138 | 1736.506 | 3568.0283 | 425.9354 | 0
SA | Solar | 0 | 0 | 0 | 0 | 0 | 0 | 0 | 0 | 0 | 0 | 0 | 0 | 0 | 0 | 0 | 0 | 0 | 0 | 0 | 0 | 0
Total |  | 0 | 31696.9912 | 23772.7434 | 0 | 0 | 0 | 0 | 0 | 991.119 | 17989.0668 | 0 | 10713.2782 | 2470.4255 | 0 | 110972.9462 | 2782.7781 | 70586.2651 | 1736.506 | 3568.0283 | 425.9354 | 0
Region | Technology | 2022 | 2023 | 2024 | 2025 | 2026 | 2027 | 2028 | 2029 | 2030 | 2031 | 2032 | 2033 | 2034 | 2035 | 2036 | 2037 | 2038 | 2039 | 2040 | 2041 | 2042
TAS | Black Coal | 0 | 0 | 0 | 0 | 0 | 0 | 0 | 0 | 0 | 0 | 0 | 0 | 0 | 0 | 0 | 0 | 0 | 0 | 0 | 0 | 0
TAS | Brown Coal | 0 | 0 | 0 | 0 | 0 | 0 | 0 | 0 | 0 | 0 | 0 | 0 | 0 | 0 | 0 | 0 | 0 | 0 | 0 | 0 | 0
TAS | CCGT | 0 | 0 | 0 | 0 | 0 | 0 | 0 | 0 | 0 | 0 | 0 | 0 | 0 | 0 | 0 | 0 | 0 | 0 | 0 | 0 | 0
TAS | Peaking Gas+Liquids | 0 | 0 | 0 | 0 | 0 | 0 | 0 | 0 | 0 | 0 | 0 | 0 | 0 | 0 | 0 | 0 | 0 | 0 | 0 | 5486.0177 | 0
TAS | Hydro | 0 | 0 | 0 | 0 | 0 | 0 | 0 | 0 | 0 | 0 | 0 | 0 | 0 | 0 | 0 | 0 | 0 | 0 | 0 | 0 | 0
TAS | Dispatchable Storage | 0 | 0 | 0 | 0 | 0 | 0 | 0 | 0 | 0 | 0 | 0 | 0 | 0 | 0 | 0 | 0 | 0 | 0 | 0 | 0 | 0
TAS | Wind | 0 | 0 | 0 | 0 | 0 | 0 | 0 | 0 | 0 | 0 | 0 | 0 | 0 | 0 | 0 | 0 | 0 | 0 | 0 | 0 | 0
TAS | Solar | 0 | 0 | 0 | 0 | 0 | 0 | 0 | 0 | 0 | 0 | 0 | 0 | 0 | 0 | 0 | 0 | 0 | 0 | 0 | 0 | 0
Total |  | 0 | 0 | 0 | 0 | 0 | 0 | 0 | 0 | 0 | 0 | 0 | 0 | 0 | 0 | 0 | 0 | 0 | 0 | 0 | 5486.0177 | 0

## DSPCost_1
DSP and USE cost by region ($000s) - Step Change (Counterfactual)
Real June 2019 dollars. Years are financial year ending. Some rounding errors may be present.
Region | Aggregation | 2022 | 2023 | 2024 | 2025 | 2026 | 2027 | 2028 | 2029 | 2030 | 2031 | 2032 | 2033 | 2034 | 2035 | 2036 | 2037 | 2038 | 2039 | 2040 | 2041 | 2042
NSW | DSP + USE | 0 | 0 | 0 | 19018.8097 | 0 | 21776.6967 | 0 | 27054.2449 | 30312.4579 | 0 | 42444.5007 | 52921.7734 | 32676.1284 | 38356.6276 | 0 | 49010.8738 | 0 | 54180.0796 | 90568.7112 | 24578.0635 | 48642.4578
QLD | DSP + USE | 0 | 0 | 0 | 0 | 0 | 0 | 25084.1818 | 0 | 0 | 0 | 0 | 0 | 0 | 0 | 0 | 0 | 0 | 0 | 0 | 0 | 0
VIC | DSP + USE | 0 | 0 | 0 | 0 | 0 | 0 | 0 | 0 | 0 | 0 | 0 | 0 | 0 | 0 | 0 | 0 | 0 | 0 | 0 | 0 | 0
SA | DSP + USE | 0 | 0 | 0 | 0 | 0 | 0 | 0 | 0 | 0 | 0 | 0 | 0 | 0 | 0 | 0 | 0 | 0 | 0 | 0 | 0 | 0
TAS | DSP + USE | 0 | 0 | 0 | 0 | 0 | 0 | 0 | 0 | 0 | 0 | 0 | 0 | 0 | 0 | 0 | 0 | 0 | 0 | 0 | 0 | 0
NEM | Total | 0 | 0 | 0 | 19018.8097 | 0 | 21776.6967 | 25084.1818 | 27054.2449 | 30312.4579 | 0 | 42444.5007 | 52921.7734 | 32676.1284 | 38356.6276 | 0 | 49010.8738 | 0 | 54180.0796 | 90568.7112 | 24578.0635 | 48642.4578
*DSP may include unserved energy below the current reliability standard

## DSPCost_2
DSP and USE cost by region ($000s) - Step Change (DP8)
Real June 2019 dollars. Years are financial year ending. Some rounding errors may be present.
Region | Aggregation | 2022 | 2023 | 2024 | 2025 | 2026 | 2027 | 2028 | 2029 | 2030 | 2031 | 2032 | 2033 | 2034 | 2035 | 2036 | 2037 | 2038 | 2039 | 2040 | 2041 | 2042
NSW | DSP + USE | 0 | 0 | 14326.1509 | 27134.4514 | 0 | 0 | 0 | 0 | 0 | 0 | 0 | 0 | 32676.1284 | 0 | 0 | 0 | 0 | 0 | 0 | 5042.0381 | 0
QLD | DSP + USE | 0 | 0 | 0 | 577.1348 | 0 | 0 | 0 | 10725.5782 | 7330.4965 | 0 | 0 | 0 | 15961.1423 | 0 | 0 | 0 | 0 | 0 | 0 | 0 | 0
VIC | DSP + USE | 0 | 0 | 0 | 0 | 0 | 0 | 0 | 0 | 0 | 0 | 0 | 0 | 0 | 0 | 0 | 0 | 29325.8263 | 0 | 0 | 29283.0893 | 0
SA | DSP + USE | 0 | 0 | 0 | 0 | 0 | 0 | 0 | 0 | 0 | 0 | 0 | 0 | 0 | 0 | 0 | 0 | 26159.0466 | 0 | 0 | 2649.4459 | 0
TAS | DSP + USE | 0 | 0 | 0 | 0 | 0 | 0 | 0 | 0 | 0 | 0 | 0 | 0 | 0 | 0 | 0 | 0 | 0 | 0 | 0 | 0 | 0
NEM | Total | 0 | 0 | 14326.1509 | 27711.5862 | 0 | 0 | 0 | 10725.5782 | 7330.4965 | 0 | 0 | 0 | 48637.2707 | 0 | 0 | 0 | 55484.8729 | 0 | 0 | 36974.5733 | 0
*DSP may include unserved energy below the current reliability standard

## REZTxCost_1
REZ transmission expansion cost by region ($000s) - Step Change (Counterfactual)
Real June 2019 dollars. Years are financial year ending. As with the total capital costs, the REZ transmission expansion costs are annualised for modelling purposes. Some rounding errors may be present.
Region | Aggregation | 2022 | 2023 | 2024 | 2025 | 2026 | 2027 | 2028 | 2029 | 2030 | 2031 | 2032 | 2033 | 2034 | 2035 | 2036 | 2037 | 2038 | 2039 | 2040 | 2041 | 2042
NSW | REZ Transmission | 0 | 0 | 0 | 0 | 0 | 0 | 0 | 0 | 0 | 0 | 0 | 0 | 0 | 0 | 0 | 0 | 0 | 0 | 0 | 0 | 0
QLD | REZ Transmission | 0 | 0 | 0 | 0 | 0 | 0 | 0 | 0 | 0 | 0 | 0 | 0 | 0 | 0 | 0 | 0 | 0 | 0 | 0 | 0 | 0
VIC | REZ Transmission | 0 | 0 | 0 | 0 | 0 | 0 | 0 | 0 | 0 | 0 | 0 | 0 | 0 | 0 | 0 | 0 | 0 | 0 | 0 | 0 | 0
SA | REZ Transmission | 0 | 0 | 0 | 0 | 0 | 0 | 0 | 0 | 0 | 0 | 0 | 0 | 0 | 0 | 0 | 0 | 0 | 0 | 0 | 0 | 0
TAS | REZ Transmission | 0 | 0 | 0 | 0 | 0 | 0 | 0 | 0 | 0 | 0 | 0 | 0 | 0 | 0 | 0 | 0 | 0 | 0 | 0 | 0 | 0
NEM | Total | 0 | 0 | 0 | 0 | 0 | 0 | 0 | 0 | 0 | 0 | 0 | 0 | 0 | 0 | 0 | 0 | 0 | 0 | 0 | 0 | 0

## REZTxCost_2
REZ transmission expansion cost by region ($000s) - Step Change (DP8)
Real June 2019 dollars. Years are financial year ending. As with the total capital costs, the REZ transmission expansion costs are annualised for modelling purposes. Some rounding errors may be present.
Region | Aggregation | 2022 | 2023 | 2024 | 2025 | 2026 | 2027 | 2028 | 2029 | 2030 | 2031 | 2032 | 2033 | 2034 | 2035 | 2036 | 2037 | 2038 | 2039 | 2040 | 2041 | 2042
NSW | REZ Transmission | 0 | 419.475 | 419.475 | 419.475 | 419.475 | 419.475 | 419.475 | 419.475 | 419.475 | 38049.1071 | 92852.3392 | 109955.2862 | 136969.7722 | 136969.7722 | 223356.568 | 229488.8766 | 276301.6863 | 276301.6863 | 276301.6863 | 303217.832 | 303217.832
QLD | REZ Transmission | 0 | 0 | 0 | 0 | 0 | 0 | 0 | 1014.6251 | 1014.6251 | 30674.6788 | 30674.6788 | 86465.3613 | 106115.5554 | 112883.0722 | 248140.1217 | 252689.2794 | 321609.2158 | 322847.4685 | 325223.6299 | 335046.4283 | 335046.4283
VIC | REZ Transmission | 0 | 0 | 0 | 0 | 0 | 0 | 0 | 0 | 0 | 1464.5219 | 1464.5219 | 1464.5219 | 1464.5219 | 1464.5219 | 1794.4279 | 9826.9047 | 12734.34 | 12734.34 | 20658.8404 | 28043.0178 | 28043.0178
SA | REZ Transmission | 0 | 0 | 0 | 0 | 0 | 0 | 0 | -4.1102e-07 | -4.1102e-07 | 2057.086 | 12466.5204 | 12466.5204 | 12466.5204 | 12466.5204 | 19466.9153 | 24078.0905 | 44273.5534 | 44273.5534 | 56632.3525 | 64089.3974 | 64089.3974
TAS | REZ Transmission | 0 | 0 | 0 | 0 | 0 | 778.088 | 5951.6351 | 0 | 0 | 14696.3216 | 4208.8633 | 15791.2314 | 15791.2314 | 15791.2314 | 15791.2314 | 15791.2314 | 17126.5299 | 17126.5299 | 17126.5299 | 17126.5299 | 17126.5299
NEM | Total | 0 | 419.475 | 419.475 | 419.475 | 419.475 | 1197.563 | 6371.1101 | 1434.1001 | 1434.1001 | 86941.7154 | 141666.9236 | 226142.9212 | 272807.6013 | 279575.1181 | 508549.2643 | 531874.3825 | 672045.3254 | 673283.5781 | 695943.039 | 747523.2054 | 747523.2054

## ICTxCost_1
Interconnector cost by link ($000s) - Step Change (Counterfactual)
Real June 2019 dollars. Years are financial year ending. As with the total capital costs, the interconnector transmission expansion costs are annualised for modelling purposes. For the second table, interconnector cost has been split between regions according to loss allocations. Some rounding errors may be present.
Region | Aggregation | 2022 | 2023 | 2024 | 2025 | 2026 | 2027 | 2028 | 2029 | 2030 | 2031 | 2032 | 2033 | 2034 | 2035 | 2036 | 2037 | 2038 | 2039 | 2040 | 2041 | 2042
NEM | QNI Option 1A | 0 | 16180.9745 | 16180.9745 | 16180.9745 | 16180.9745 | 16180.9745 | 16180.9745 | 16180.9745 | 16180.9745 | 16180.9745 | 16180.9745 | 16180.9745 | 16180.9745 | 16180.9745 | 16180.9745 | 16180.9745 | 16180.9745 | 16180.9745 | 16180.9745 | 16180.9745 | 16180.9745
NEM | VNI Option 1 | 0 | 0 | 0 | 0 | 0 | 0 | 0 | 0 | 0 | 0 | 0 | 0 | 0 | 0 | 0 | 0 | 0 | 0 | 0 | 0 | 0
NEM | EnergyConnect | 0 | 0 | 0 | 0 | 0 | 0 | 0 | 0 | 0 | 0 | 0 | 0 | 0 | 0 | 0 | 0 | 0 | 0 | 0 | 0 | 0
NEM | Humelink | 0 | 0 | 0 | 0 | 0 | 0 | 0 | 0 | 0 | 0 | 0 | 0 | 0 | 0 | 0 | 0 | 0 | 0 | 0 | 0 | 0
NEM | QNI Option 2E | 0 | 0 | 0 | 0 | 0 | 0 | 0 | 0 | 0 | 0 | 0 | 0 | 0 | 0 | 0 | 0 | 0 | 0 | 0 | 0 | 0
NEM | QNI Option 3E | 0 | 0 | 0 | 0 | 0 | 0 | 0 | 0 | 0 | 0 | 0 | 0 | 0 | 0 | 0 | 0 | 0 | 0 | 0 | 0 | 0
NEM | VNI Option 6 | 0 | 0 | 0 | 0 | 0 | 0 | 0 | 0 | 0 | 0 | 0 | 0 | 0 | 0 | 0 | 0 | 0 | 0 | 0 | 0 | 0
NEM | VNI Option 7 | 0 | 0 | 0 | 0 | 0 | 0 | 0 | 0 | 0 | 0 | 0 | 0 | 0 | 0 | 0 | 0 | 0 | 0 | 0 | 0 | 0
NEM | VIC-TAS Option 3 | 0 | 0 | 0 | 0 | 0 | 0 | 0 | 0 | 0 | 0 | 0 | 0 | 0 | 0 | 0 | 0 | 0 | 0 | 0 | 0 | 0
NEM | VIC-TAS Option 4 | 0 | 0 | 0 | 0 | 0 | 0 | 0 | 0 | 0 | 0 | 0 | 0 | 0 | 0 | 0 | 0 | 0 | 0 | 0 | 0 | 0
Total |  | 0 | 16180.9745 | 16180.9745 | 16180.9745 | 16180.9745 | 16180.9745 | 16180.9745 | 16180.9745 | 16180.9745 | 16180.9745 | 16180.9745 | 16180.9745 | 16180.9745 | 16180.9745 | 16180.9745 | 16180.9745 | 16180.9745 | 16180.9745 | 16180.9745 | 16180.9745 | 16180.9745
Region | Aggregation | 2022 | 2023 | 2024 | 2025 | 2026 | 2027 | 2028 | 2029 | 2030 | 2031 | 2032 | 2033 | 2034 | 2035 | 2036 | 2037 | 2038 | 2039 | 2040 | 2041 | 2042
NSW | IC Transmission | 0 | 9061.3457 | 9061.3457 | 9061.3457 | 9061.3457 | 9061.3457 | 9061.3457 | 9061.3457 | 9061.3457 | 9061.3457 | 9061.3457 | 9061.3457 | 9061.3457 | 9061.3457 | 9061.3457 | 9061.3457 | 9061.3457 | 9061.3457 | 9061.3457 | 9061.3457 | 9061.3457
QLD | IC Transmission | 0 | 7119.6288 | 7119.6288 | 7119.6288 | 7119.6288 | 7119.6288 | 7119.6288 | 7119.6288 | 7119.6288 | 7119.6288 | 7119.6288 | 7119.6288 | 7119.6288 | 7119.6288 | 7119.6288 | 7119.6288 | 7119.6288 | 7119.6288 | 7119.6288 | 7119.6288 | 7119.6288
VIC | IC Transmission | 0 | 0 | 0 | 0 | 0 | 0 | 0 | 0 | 0 | 0 | 0 | 0 | 0 | 0 | 0 | 0 | 0 | 0 | 0 | 0 | 0
SA | IC Transmission | 0 | 0 | 0 | 0 | 0 | 0 | 0 | 0 | 0 | 0 | 0 | 0 | 0 | 0 | 0 | 0 | 0 | 0 | 0 | 0 | 0
TAS | IC Transmission | 0 | 0 | 0 | 0 | 0 | 0 | 0 | 0 | 0 | 0 | 0 | 0 | 0 | 0 | 0 | 0 | 0 | 0 | 0 | 0 | 0
Total |  | 0 | 16180.9745 | 16180.9745 | 16180.9745 | 16180.9745 | 16180.9745 | 16180.9745 | 16180.9745 | 16180.9745 | 16180.9745 | 16180.9745 | 16180.9745 | 16180.9745 | 16180.9745 | 16180.9745 | 16180.9745 | 16180.9745 | 16180.9745 | 16180.9745 | 16180.9745 | 16180.9745

## ICTxCost_2
Interconnector cost by link ($000s) - Step Change (DP8)
Real June 2019 dollars. Years are financial year ending. As with the total capital costs, the interconnector transmission expansion costs are annualised for modelling purposes. For the second table, interconnector cost has been split between regions according to loss allocations. Early works (NPV) represents the net present value of the cost of early works on interconnectors, as detailed in the 2020 ISP report. Some rounding errors may be present.
Region | Aggregation | Early works (NPV) | 2022 | 2023 | 2024 | 2025 | 2026 | 2027 | 2028 | 2029 | 2030 | 2031 | 2032 | 2033 | 2034 | 2035 | 2036 | 2037 | 2038 | 2039 | 2040 | 2041 | 2042
NEM | QNI Option 1A | 0 | 0 | 16180.9745 | 16180.9745 | 16180.9745 | 16180.9745 | 16180.9745 | 16180.9745 | 16180.9745 | 16180.9745 | 16180.9745 | 16180.9745 | 16180.9745 | 16180.9745 | 16180.9745 | 16180.9745 | 16180.9745 | 16180.9745 | 16180.9745 | 16180.9745 | 16180.9745 | 16180.9745
NEM | VNI Option 1 | 0 | 0 | 7618.8445 | 7618.8445 | 7618.8445 | 7618.8445 | 7618.8445 | 7618.8445 | 7618.8445 | 7618.8445 | 7618.8445 | 7618.8445 | 7618.8445 | 7618.8445 | 7618.8445 | 7618.8445 | 7618.8445 | 7618.8445 | 7618.8445 | 7618.8445 | 7618.8445 | 7618.8445
NEM | EnergyConnect | 0 | 0 | 0 | 0 | 129495.243 | 129495.243 | 129495.243 | 129495.243 | 129495.243 | 129495.243 | 129495.243 | 129495.243 | 129495.243 | 129495.243 | 129495.243 | 129495.243 | 129495.243 | 129495.243 | 129495.243 | 129495.243 | 129495.243 | 129495.243
NEM | Humelink | 0 | 0 | 0 | 0 | 0 | 152376.8896 | 152376.8896 | 152376.8896 | 152376.8896 | 152376.8896 | 152376.8896 | 152376.8896 | 152376.8896 | 152376.8896 | 152376.8896 | 152376.8896 | 152376.8896 | 152376.8896 | 152376.8896 | 152376.8896 | 152376.8896 | 152376.8896
NEM | QNI Option 2E | 0 | 0 | 0 | 0 | 0 | 0 | 0 | 0 | 0 | 0 | 0 | 0 | 153465.296 | 153465.296 | 153465.296 | 153465.296 | 153465.296 | 153465.296 | 153465.296 | 153465.296 | 153465.296 | 153465.296
NEM | QNI Option 3E | 0 | 0 | 0 | 0 | 0 | 0 | 0 | 0 | 0 | 0 | 0 | 0 | 0 | 0 | 0 | 83081.6851 | 83081.6851 | 83081.6851 | 83081.6851 | 83081.6851 | 83081.6851 | 83081.6851
NEM | VNI Option 6 | 0 | 0 | 0 | 0 | 0 | 0 | 0 | 125529.5329 | 125529.5329 | 125529.5329 | 125529.5329 | 125529.5329 | 125529.5329 | 125529.5329 | 125529.5329 | 125529.5329 | 125529.5329 | 125529.5329 | 125529.5329 | 125529.5329 | 125529.5329 | 125529.5329
NEM | VNI Option 7 | 0 | 0 | 0 | 0 | 0 | 0 | 0 | 0 | 0 | 0 | 0 | 0 | 0 | 0 | 0 | 0 | 0 | 0 | 0 | 0 | 0 | 0
NEM | VIC-TAS Option 3 | 0 | 0 | 0 | 0 | 0 | 0 | 0 | 0 | 133873.9816 | 133873.9816 | 133873.9816 | 133873.9816 | 133873.9816 | 133873.9816 | 133873.9816 | 133873.9816 | 133873.9816 | 133873.9816 | 133873.9816 | 133873.9816 | 133873.9816 | 133873.9816
NEM | VIC-TAS Option 4 | 0 | 0 | 0 | 0 | 0 | 0 | 0 | 0 | 0 | 0 | 0 | 95054.155 | 95054.155 | 95054.155 | 95054.155 | 95054.155 | 95054.155 | 95054.155 | 95054.155 | 95054.155 | 95054.155 | 95054.155
Total |  | 0 | 0 | 23799.819 | 23799.819 | 153295.062 | 305671.9516 | 305671.9516 | 431201.4845 | 565075.4661 | 565075.4661 | 565075.4661 | 660129.6211 | 813594.9171 | 813594.9171 | 813594.9171 | 896676.6022 | 896676.6022 | 896676.6022 | 896676.6022 | 896676.6022 | 896676.6022 | 896676.6022
Region | Aggregation | Early works (NPV) | 2022 | 2023 | 2024 | 2025 | 2026 | 2027 | 2028 | 2029 | 2030 | 2031 | 2032 | 2033 | 2034 | 2035 | 2036 | 2037 | 2038 | 2039 | 2040 | 2041 | 2042
NSW | IC Transmission | 0 | 0 | 12566.0142 | 12566.0142 | 82493.4454 | 149539.2768 | 149539.2768 | 193474.6134 | 193474.6134 | 193474.6134 | 193474.6134 | 193474.6134 | 280949.8321 | 280949.8321 | 280949.8321 | 321659.8578 | 321659.8578 | 321659.8578 | 321659.8578 | 321659.8578 | 321659.8578 | 321659.8578
QLD | IC Transmission | 0 | 0 | 7119.6288 | 7119.6288 | 7119.6288 | 7119.6288 | 7119.6288 | 7119.6288 | 7119.6288 | 7119.6288 | 7119.6288 | 7119.6288 | 73109.706 | 73109.706 | 73109.706 | 115481.3654 | 115481.3654 | 115481.3654 | 115481.3654 | 115481.3654 | 115481.3654 | 115481.3654
VIC | IC Transmission | 0 | 0 | 4114.176 | 4114.176 | 4114.176 | 89445.2342 | 89445.2342 | 171039.4306 | 237976.4214 | 237976.4214 | 237976.4214 | 285503.4989 | 285503.4989 | 285503.4989 | 285503.4989 | 285503.4989 | 285503.4989 | 285503.4989 | 285503.4989 | 285503.4989 | 285503.4989 | 285503.4989
SA | IC Transmission | 0 | 0 | 0 | 0 | 59567.8118 | 59567.8118 | 59567.8118 | 59567.8118 | 59567.8118 | 59567.8118 | 59567.8118 | 59567.8118 | 59567.8118 | 59567.8118 | 59567.8118 | 59567.8118 | 59567.8118 | 59567.8118 | 59567.8118 | 59567.8118 | 59567.8118 | 59567.8118
TAS | IC Transmission | 0 | 0 | 0 | 0 | 0 | 0 | 0 | 0 | 66936.9908 | 66936.9908 | 66936.9908 | 114464.0683 | 114464.0683 | 114464.0683 | 114464.0683 | 114464.0683 | 114464.0683 | 114464.0683 | 114464.0683 | 114464.0683 | 114464.0683 | 114464.0683
Total |  | 0 | 0 | 23799.819 | 23799.819 | 153295.062 | 305671.9516 | 305671.9516 | 431201.4845 | 565075.4661 | 565075.4661 | 565075.4661 | 660129.6211 | 813594.9171 | 813594.9171 | 813594.9171 | 896676.6022 | 896676.6022 | 896676.6022 | 896676.6022 | 896676.6022 | 896676.6022 | 896676.6022