## Disclaimer
Disclaimer
This workbook contains data provided by or collected from third parties,
and conclusions, opinions, assumptions or forecasts that are based on that data.
AEMO has made reasonable efforts to ensure the quality of the information in this publication but cannot
guarantee that information, forecasts and assumptions are accurate, complete or appropriate for your
circumstances.
Modelling work performed as part of preparing this publication inherently requires assumptions about future
behaviours and market interactions, which may result in forecasts that deviate from future conditions. There
will usually be differences between estimated and actual results, because events and circumstances
frequently do not occur as expected, and those differences may be material.
This publication does not include all of the information that an investor, participant or potential participant in
the National Electricity Market might require, and does not amount to a recommendation of any investment.
Anyone proposing to use the information in this publication (which includes information and forecasts from
third parties) should independently verify its accuracy, completeness and suitability for purpose, and obtain
independent and specific advice from appropriate experts.
Accordingly, to the maximum extent permitted by law, AEMO and its officers, employees and consultants
involved in the preparation of this publication:
• make no representation or warranty, express or implied, as to the currency, accuracy, reliability or
completeness of the information in this publication; and
• are not liable (whether by reason of negligence or otherwise) for any statements, opinions, information
or other matters contained in or derived from this publication, or any omissions from it, or in respect of
a person’s use of the information in this publication.

## Version History
2024 Integrated System Plan: Report Charts
Please note that the data format may need to be adjusted in order to view the data to the level of fidelity required. For example, you may need to format the cell to a more appropriate number of decimal places in some cases as desired.
Version History
Version Number | Description
v1.0 | Initial release

## Table of Figures
Table of figures
Figure | Link to figure | Chart title
1 | Figure 1 | Coal capacity, NEM (GW, 2009-10 to 2049-50)
2 | Figure 2 | Capacity, NEM (GW, 2009-10 to 2049-50, Step Change)
3 | Figure 3 | Transmission projects in the optimal development path
4 | Figure 4 | A power system with both grid and behind-the-meter energy supply
5 | Figure 5 | Electricity consumption, NEM (TWh, 2009-10 to 2049-50, Step Change)
6 | Figure 6 | Residential electricity consumption, NEM (TWh, 2024-25 to 2049-50, Step Change)
7 | Figure 7 | Business and industry electricity consumption, NEM (TWh, 2023-24 to 2049-50, Step Change)
8 | Figure 8 | Average operational demand by time of day and season, NEM (GW, 2024-25 to 2049-50, Step Change)
9 | Figure 9 | Generation mix, NEM (TWh, 2009-10 to 2049-50, Step change)
10 | Figure 10 | Connection milestones, NEM (GW, 2021-22, 2022-23 and 2023-24)
11 | Figure 11 | ISP consultations
12 | Figure 12 | High level inputs and outputs of the ISP Methodology
12 | Figure 13 | Three scenarios of the future for ISP modelling
13 | Figure 14 | Detailed ISP modelling methodology
14 | Figure 15 | Capacity, NEM (GW, 2009-10 to 2049-50)
15 | Figure 16 | Coal capacity, NEM (GW, 2009-10 to 2049-50)
16 | Figure 17 | Share of generation from renewable sources, NEM (2017-18 to 2049-50)
17 | Figure 18 | Transmission projects in the optimal development path
18 | Figure 19 | New transmission in least cost development paths (kms, 2020-21 to 2049-50)
19 | Figure 20 | Storage installed capacity and energy storage capacity, NEM (2024-25 to 2049-50, Step Change)
20 | Figure 21 | Impact of coordinated CER on average operational demand by time of day, NEM (GW, 2030 to 2050, Step Change)
21 | Figure 22 | Storage and hydro energy balances, NEM (TWh, 2040, Step Change)
22 | Figure 23 | Gas-powered generation offtake, NEM (TJ/day 2014-15 and 2039-40, Step Change)
23 | Figure 24 | Operability through eight-day renewable drought, NEM except Queensland
24 | Figure 25 | Workforce needs for CER and utility infrastructure, NEM (2024-25 to 2049-50, Step Change)

## Figure 1
Figure 1 |  |  | Coal capacity, NEM (GW, 2009-10 to 2049-50)
| 2009-10 | 2010-11 | 2011-12 | 2012-13 | 2013-14 | 2014-15 | 2015-16 | 2016-17 | 2017-18 | 2018-19 | 2019-20 | 2020-21 | 2021-22 | 2022-23 | 2023-24 | 2024-25 | 2025-26 | 2026-27 | 2027-28 | 2028-29 | 2029-30 | 2030-31 | 2031-32 | 2032-33 | 2033-34 | 2034-35 | 2035-36 | 2036-37 | 2037-38 | 2038-39 | 2039-40 | 2040-41 | 2041-42 | 2042-43 | 2043-44 | 2044-45 | 2045-46 | 2046-47 | 2047-48 | 2048-49 | 2049-50
New South Wales | 12289 | 12289 | 12289 | 11449 | 11449 | 10305 | 10305 | 10305 | 10305 | 10305 | 10305 | 10305 | 10305 | 8305 | 8305 | 8305 | 5425 | 5425 | 5455 | 4135 | 2790 | 2105 | 1420 | 1420 | 1420 | 1420 | 1420 | 690 | 0 | 0 | 0 | 0 | 0 | 0 | 0 | 0 | 0 | 0 | 0 | 0 | 0
Queensland | 8840 | 8840 | 8340 | 8160 | 8160 | 8130 | 8130 | 8130 | 8130 | 8130 | 8130 | 8130 | 8130 | 8130 | 8130 | 8130 | 8130 | 8130 | 6785 | 6420 | 5860 | 4600 | 4320 | 3240 | 1596 | 0 | 0 | 0 | 0 | 0 | 0 | 0 | 0 | 0 | 0 | 0 | 0 | 0 | 0 | 0 | 0
Victoria | 6929 | 6929 | 6929 | 6929 | 6929 | 6740 | 6580 | 4820 | 4820 | 4820 | 4820 | 4820 | 4820 | 4820 | 4820 | 4820 | 4820 | 4820 | 4240 | 2790 | 2790 | 2790 | 2210 | 2210 | 0 | 0 | 0 | 0 | 0 | 0 | 0 | 0 | 0 | 0 | 0 | 0 | 0 | 0 | 0 | 0 | 0
South Australia | 786 | 786 | 786 | 786 | 786 | 786 | 0 | 0 | 0 | 0 | 0 | 0 | 0 | 0 | 0 | 0 | 0 | 0 | 0 | 0 | 0 | 0 | 0 | 0 | 0 | 0 | 0 | 0 | 0 | 0 | 0 | 0 | 0 | 0 | 0 | 0 | 0 | 0 | 0 | 0 | 0
Progressive Change | [15 empty] | 21255 | 18375 | 18375 | 16865 | 13410 | 10650 | 9390 | 9110 | 8030 | 5020 | 3696 | 3696 | 3696 | 3696 | 3696 | 3696 | 2276 | 2276 | 2276 | 2276 | 2276 | 2276 | 2276 | 1696 | 1696 | 1696
Step Change | [15 empty] | 21255 | 18375 | 18375 | 16480 | 13345 | 11440 | 9495 | 7950 | 6870 | 3016 | 1420 | 1420 | 690 | 0 | 0 | 0 | 0 | 0 | 0 | 0 | 0 | 0 | 0 | 0 | 0 | 0
Green Energy Exports | [15 empty] | 21255 | 18375 | 18375 | 12945 | 9066 | 5721 | 2236 | 426 | 426 | 0 | 0 | 0 | 0 | 0 | 0 | 0 | 0 | 0 | 0 | 0 | 0 | 0 | 0 | 0 | 0 | 0
Announced retirements (2022 ISP) | [15 empty] | 21276 | 18411 | 18411 | 18411 | 16261 | 14941 | 14941 | 14941 | 14941 | 12201 | 12201 | 10521 | 9821 | 8671 | 8671 | 8671 | 7281 | 7281 | 6537 | 6172 | 5807 | 3217 | 2852 | 1692 | 1692 | 1692
Announced retirements (2024 ISP) | [15 empty] | 21255 | 21255 | 21255 | 18405 | 16255 | 16255 | 16255 | 16255 | 16255 | 12220 | 12220 | 8330 | 7630 | 6480 | 6480 | 6480 | 5060 | 5060 | 4316 | 3951 | 3586 | 3221 | 2856 | 1696 | 1696 | 1696
Historical

## Figure 2
Figure 2 |  |  | Capacity, NEM (GW, 2009-10 to 2049-50, Step Change)
Notes: 1. Flexible gas includes gas-powered generation and potential hydrogen capacity. 2. "CER storage" means consumer energy resources such as batteries and electric vehicles.
3. Projections for "Rooftop solar and other distributed solar" and "CER storage" are forecast based on unit costs, consumer trends and assumptions about payments received to participate in the electricity market.
| 2008-09 | 2009-10 | 2010-11 | 2011-12 | 2012-13 | 2013-14 | 2014-15 | 2015-16 | 2016-17 | 2017-18 | 2018-19 | 2019-20 | 2020-21 | 2021-22 | 2022-23 | 2023-24 | 2024-25 | 2025-26 | 2026-27 | 2027-28 | 2028-29 | 2029-30 | 2030-31 | 2031-32 | 2032-33 | 2033-34 | 2034-35 | 2035-36 | 2036-37 | 2037-38 | 2038-39 | 2039-40 | 2040-41 | 2041-42 | 2042-43 | 2043-44 | 2044-45 | 2045-46 | 2046-47 | 2047-48 | 2048-49 | 2049-50
Black coal | 21775 | 21715 | 21715 | 21435 | 21243 | 20993 | 19373 | 19373 | 19373 | 19373 | 19373 | 19373 | 19373 | 19373 | 18823 | 16435 | 16435 | 13555 | 13555 | 12240 | 10555 | 8650 | 6705 | 5740 | 4660 | 3016 | 1420 | 1420 | 690 | 0 | 0 | 0 | 0 | 0 | 0 | 0 | 0 | 0 | 0 | 0 | 0 | 0
Brown coal | 8013 | 8013 | 8013 | 8013 | 8013 | 8013 | 8013 | 7848 | 6855 | 5095 | 5095 | 5095 | 5095 | 5095 | 5095 | 4820 | 4820 | 4820 | 4820 | 4240 | 2790 | 2790 | 2790 | 2210 | 2210 | 0 | 0 | 0 | 0 | 0 | 0 | 0 | 0 | 0 | 0 | 0 | 0 | 0 | 0 | 0 | 0 | 0
Mid-merit gas | 4654 | 4834 | 4834 | 4834 | 4834 | 4834 | 4834 | 4834 | 4834 | 4834 | 4834 | 4834 | 4594 | 4474 | 4354 | 4254.9 | 4254.9 | 4254.9 | 3274.9 | 3066.9 | 3066.9 | 3066.9 | 3066.9 | 3066.9 | 3066.9 | 3066.9 | 3066.9 | 3066.9 | 2681.9 | 2152.9 | 2152.9 | 1508.5 | 1508.5 | 1508.5 | 1508.5 | 1068.5 | 1068.5 | 424 | 180 | 180 | 180 | 180
Flexible gas | 5939 | 5962 | 6306 | 6306 | 6306 | 6306 | 7010 | 7146 | 7269 | 7269 | 7479 | 7479 | 7657 | 7750 | 7577 | 8282.6 | 8282.56 | 8482.56 | 8682.56 | 8546.06 | 8546.06 | 8546.06 | 8830.06 | 8830.06 | 9119.3402 | 9718.4002 | 10437.9494 | 11374.2797 | 12435.3396 | 13496.4002 | 14556.4002 | 14381.4002 | 14900.9543 | 14900.9543 | 15868.0145 | 16929.0743 | 16643.6343 | 16520.4343 | 15802.4343 | 15218.4343 | 15327.8067 | 14808.8067
Hydro | 8153 | 8153 | 8153 | 8153 | 8153 | 8153 | 8153 | 8153 | 8153 | 8153 | 8153 | 8153 | 8153 | 8153 | 8153 | 6837.1 | 6837.12 | 6837.12 | 6837.12 | 6837.12 | 6837.12 | 6837.12 | 7227.12 | 7227.12 | 7227.12 | 7227.12 | 7227.12 | 7227.12 | 7227.12 | 7140.72 | 7140.72 | 7140.72 | 7140.72 | 7140.72 | 7070.72 | 7070.72 | 7070.72 | 7070.72 | 7070.72 | 7070.72 | 7070.72 | 7070.72
Utility storage | 817 | 817 | 817 | 817 | 817 | 817 | 817 | 817 | 967 | 1052 | 1077 | 1077 | 1555 | 1571 | 2317 | 2386.9 | 3491.08 | 8017.3725 | 9894.7473 | 12740.2072 | 16408.282 | 17906.1457 | 19050.6634 | 21162.2494 | 21298.6636 | 21216.8336 | 21527.0556 | 21413.4697 | 21370.0697 | 21911.6636 | 21693.0777 | 21693.0777 | 21693.0777 | 21381.0777 | 21327.0978 | 20983.9639 | 21474.5019 | 18597.6975 | 16083.0368 | 14174.7936 | 13030.3943 | 12006.7955
Coordinated CER storage | [15 empty] | 221.6 | 465.2902 | 865.1398 | 1338.8408 | 1937.1426 | 2620.4451 | 3743.8874 | 4770.5792 | 5846.4555 | 7042.298 | 8361.489 | 9839.4935 | 11464.7489 | 12977.4193 | 14627.4357 | 16413.6581 | 18060.1322 | 19750.714 | 21472.4509 | 23272.1116 | 25126.7319 | 27101.7678 | 29164.2065 | 31151.9197 | 33201.6766 | 35298.2059 | 37297.1444
Passive CER storage | [15 empty] | 739.7 | 1026.7851 | 1434.6788 | 1798.3516 | 2148.6049 | 2439.9802 | 2825.589 | 3273.192 | 3688.6152 | 4094.3793 | 4491.9036 | 4888.3217 | 5284.4391 | 5584.992 | 5880.2881 | 6156.0939 | 6351.5587 | 6499.6072 | 6620.7486 | 6708.9065 | 6769.5487 | 6827.6668 | 6886.0221 | 6890.1006 | 6892.7872 | 6852.4034 | 6778.0103
Offshore wind | [15 empty] | 0 | 0 | 0 | 0 | 0 | 0 | 0 | 1000 | 2000 | 2666.6667 | 3333.3333 | 4000 | 5000 | 6000 | 6999.9999 | 8000 | 9000 | 9000 | 9000 | 9000 | 9000 | 9000 | 9000 | 9000 | 9000 | 9000 | 9000
Onshore wind | 481 | 1903 | 2114 | 2554 | 3284 | 3503 | 3609 | 3952 | 4636 | 5598 | 6638 | 8385 | 9281 | 10095 | 10469 | 11969.8 | 12951.23 | 14253 | 20711.7108 | 24619.5993 | 30942.4071 | 39258.5908 | 42671.1005 | 43077.8887 | 44661.2997 | 46124.7751 | 52402.6022 | 53262.9538 | 53035.9031 | 52972.9031 | 52191.4231 | 51864.7231 | 51794.1221 | 51607.8121 | 52759.1069 | 51742.7672 | 54455.7862 | 55520.1148 | 55968.4059 | 55976.6666 | 59171.6585 | 59527.0647
Utility solar | 0 | 0 | 0 | 0 | 0 | 102 | 155 | 211 | 318 | 2046 | 3071 | 4829 | 6042 | 7468 | 7923 | 9449.4 | 9542.84 | 10566.52 | 12357.4778 | 13034.8314 | 13034.2714 | 15582.1351 | 21037.7277 | 22248.7316 | 22942.2585 | 24421.5888 | 26268.6879 | 27604.2727 | 31144.6956 | 31096.1956 | 30946.1656 | 31166.5098 | 33673.7029 | 35826.7298 | 39602.7444 | 44287.9675 | 47877.038 | 52315.2937 | 51918.3847 | 53769.5138 | 56345.8712 | 58263.2802
Rooftop solar and other distributed solar | 48.7574 | 216.861 | 927.2292 | 1654.6588 | 2485.1079 | 3202.3068 | 3871.5975 | 4452.4811 | 5238.8493 | 6539.8235 | 8324.8494 | 10796.9715 | 13879.8689 | 16475.0758 | 19192.7047 | 21308.2 | 23481.9123 | 25655.6307 | 27915.6045 | 30593.118 | 33321.8 | 36061.942 | 38515.1395 | 40888.6865 | 43439.3295 | 45834.5735 | 48326.8475 | 50769.207 | 53107.711 | 55428.2045 | 57785.07 | 60155.3295 | 62437.2545 | 64778.106 | 67027.776 | 69285.5375 | 71808.1875 | 74544.509 | 77217.9095 | 80001.295 | 82839.644 | 85741.994
Biomass | [15 empty] | 0 | 0 | 0 | 0 | 0 | 0 | 0 | 0 | 30 | 30 | 270 | 360 | 450 | 450 | 450 | 450 | 450 | 450 | 450 | 450 | 450 | 450 | 450 | 450 | 450 | 450 | 450
Dispatchable capacity | 49351 | 49494 | 49838 | 49558 | 49366 | 49116 | 48200 | 48171 | 47451 | 45776 | 46011 | 46011 | 46427 | 46416 | 46319 | 44148 | 45539.7302 | 47832.8824 | 49459.1281 | 50810.9898 | 52253.007 | 53176.6831 | 54232.4226 | 56061.9649 | 56759.7918 | 55040.2329 | 56097.6085 | 58693.7682 | 60172.9087 | 62181.8295 | 64860.3859 | 65734.1001 | 67999.866 | 69456.7829 | 72150.6138 | 74329.97 | 76539.744 | 74993.3682 | 73535.9507 | 73127.2244 | 74227.7569 | 74717.3266
Demand-side participation | [15 empty] | 910 | 953.78 | 1000.79 | 1055.96 | 1203.56 | 1429.2 | 1636.57 | 1792.1 | 1949.18 | 2105.47 | 2163.49 | 2219.09 | 2277.25 | 2341.06 | 2402.71 | 2453.63 | 2500.27 | 2555.9 | 2603.08 | 2654.17 | 2700.98 | 2730.62 | 2766.31 | 2797.84 | 2831.6 | 2870.63 | 2903.86
Progressive Change | [16 empty] | 89486.4763 | 94962.1695 | 101817.8613 | 110030.4284 | 120051.7191 | 124776.7793 | 126718.7154 | 131597.7657 | 133173.693 | 135544.0405 | 140632.1382 | 143399.4945 | 144877.9228 | 146578.1583 | 147864.4258 | 149117.4235 | 149434.0527 | 154145.3972 | 158278.4539 | 162655.9921 | 167907.0082 | 164540.8868 | 162701.8409 | 165180.0279 | 170541.1791 | 177399.21
Step Change | [16 empty] | 92542.4976 | 99742.7119 | 112242.2728 | 121207.1434 | 131991.4657 | 146904.9401 | 160729.5823 | 167965.8869 | 174563.7253 | 179246.4071 | 191984.0678 | 200614.6408 | 209046.2103 | 214559.4208 | 219939.1385 | 224272.2212 | 231404.5526 | 237290.1793 | 247249.1475 | 255415.7908 | 266508.4224 | 273259.3079 | 274530.7514 | 278767.487 | 288437.3339 | 294027.6759
Green Energy Exports | [16 empty] | 93015.4488 | 101106.461 | 130731.0886 | 146396.2155 | 167900.3501 | 193716.9517 | 224641.9275 | 239937.433 | 253033.4091 | 262072.367 | 275779.7375 | 288194.8117 | 302616.5622 | 311288.3545 | 317183.5102 | 335545.0035 | 358497.392 | 377034.9809 | 394963.0035 | 427600.6314 | 468071.0874 | 481501.413 | 495599.1306 | 516617.4091 | 532006.4745 | 582910.3513
Historical

## Figure 3
Figure 3 | Transmission projects in the optimal development path
This map shows indicative new generation and storage in 2040, and transmission projects that include new transmission lines,
increase capacity by 500 MW or more, and are required in all scenarios by 2050.

## Figure 4
Figure 4 | A power system with both grid and behind-the-meter energy supply

## Figure 5
Figure 5 |  | Electricity consumption, NEM (TWh, 2009-10 to 2049-50, Step Change)
* Note: On-site generation (or “non-scheduled generation”) is non-utility generation that includes on-the-ground PV and small wind and biomass, typically for industrial use
| 2005-06 | 2006-07 | 2007-08 | 2008-09 | 2009-10 | 2010-11 | 2011-12 | 2012-13 | 2013-14 | 2014-15 | 2015-16 | 2016-17 | 2017-18 | 2018-19 | 2019-20 | 2020-21 | 2021-22 | 2022-23 | 2023-24 | 2024-25 | 2025-26 | 2026-27 | 2027-28 | 2028-29 | 2029-30 | 2030-31 | 2031-32 | 2032-33 | 2033-34 | 2034-35 | 2035-36 | 2036-37 | 2037-38 | 2038-39 | 2039-40 | 2040-41 | 2041-42 | 2042-43 | 2043-44 | 2044-45 | 2045-46 | 2046-47 | 2047-48 | 2048-49 | 2049-50
Actual: Operational as sent-out | 2005-06: 191.1121; 2006-07: 193.8852; 2007-08: 195.3935; 2008-09: 197.2902; 2009-10: 197.2225; 2010-11: 195.3741; 2011-12: 191.3587; 2012-13: 186.9418; 2013-14: 182.7266; 2014-15: 182.2635; 2015-16: 185.5696; 2016-17: 184.5217; 2017-18: 184.6196; 2018-19: 184.0961; 2019-20: 181.2629; 2020-21: 178.1002; 2021-22: 178.3344; 2022-23: 178.0481; 2023-24: 173.8528
Operational Consumption | 191.1121 | 193.8852 | 195.3935 | 197.2902 | 197.2225 | 195.3741 | 191.3587 | 186.9418 | 182.7266 | 182.2635 | 185.5696 | 184.5217 | 184.6196 | 184.0961 | 181.2629 | 178.1002 | 178.3344 | 178.0481 | 173.8528 | 175.9564 | 179.1615 | 184.5621 | 188.7423 | 194.582 | 202.3824 | 208.9578 | 216.5325 | 225.9842 | 233.0938 | 239.619 | 246.5264 | 253.0745 | 260.3064 | 264.7503 | 270.7609 | 275.4747 | 281.5932 | 287.2752 | 292.5104 | 297.2177 | 299.8778 | 302.3993 | 305.082 | 309.6499 | 312.6646
Actual: Rooftop solar | 2005-06: 0.0056029; 2006-07: 0.0074031; 2007-08: 0.013593; 2008-09: 0.036089; 2009-10: 0.13126; 2010-11: 0.51609; 2011-12: 1.3777; 2012-13: 2.5235; 2013-14: 3.4343; 2014-15: 4.306; 2015-16: 5.1317; 2016-17: 5.8836; 2017-18: 7.2196; 2018-19: 9.0443; 2019-20: 11.3643; 2020-21: 13.9046; 2021-22: 16.7688; 2022-23: 19.575; 2023-24: 23.1445
Actual: On-site generation | 2005-06: 2.1359; 2006-07: 2.1443; 2007-08: 2.2911; 2008-09: 3.2036; 2009-10: 3.8951; 2010-11: 4.1069; 2011-12: 4.1742; 2012-13: 4.3711; 2013-14: 4.4528; 2014-15: 4.8331; 2015-16: 4.9377; 2016-17: 5.2016; 2017-18: 5.6334; 2018-19: 5.8164; 2019-20: 6.0385; 2020-21: 6.1464; 2021-22: 6.3655; 2022-23: 6.4107; 2023-24: 7.1303
Rooftop solar | [18 empty] | 23.1445 | 25.3749 | 27.5861 | 29.8383 | 32.6193 | 35.4833 | 38.3263 | 41.0735 | 43.6523 | 46.1017 | 48.5435 | 51.0581 | 53.6949 | 56.02 | 58.111 | 60.2338 | 62.4655 | 64.5154 | 66.5035 | 68.5511 | 70.7237 | 72.8681 | 75.2627 | 77.8436 | 80.5917 | 83.2201 | 85.8662
Energy efficiency | [18 empty] | 1.0329 | 2.4148 | 3.952 | 5.8879 | 8.0627 | 10.4072 | 12.62 | 14.9245 | 17.0482 | 19.179 | 21.2891 | 23.6358 | 25.9548 | 28.393 | 30.9973 | 33.8745 | 36.4621 | 39.2771 | 42.078 | 44.8742 | 47.6808 | 51.0638 | 55.0645 | 59.0871 | 62.5637 | 66.053 | 68.779
Residential | [18 empty] | 38.533 | 37.2299 | 36.5188 | 36.1438 | 35.9865 | 36.0697 | 36.4533 | 36.9711 | 37.7682 | 38.5223 | 39.1912 | 39.8461 | 40.6752 | 41.6032 | 42.7559 | 43.6352 | 44.8782 | 45.8227 | 46.8888 | 47.9722 | 49.0616 | 50.0394 | 50.4157 | 50.6144 | 50.8298 | 50.8313 | 51.2324
Business and industry | [18 empty] | 135.3918 | 138.7265 | 142.6427 | 148.4183 | 152.7558 | 158.5122 | 165.9291 | 171.9867 | 178.7644 | 187.462 | 193.9026 | 199.7729 | 205.8511 | 211.4713 | 217.5505 | 221.1151 | 225.8827 | 229.6519 | 234.7044 | 239.303 | 243.4488 | 247.1782 | 249.4621 | 251.7849 | 254.2522 | 258.8186 | 261.4322
On-site generation | [18 empty] | 7.1303 | 7.439 | 8.0706 | 8.7013 | 9.3029 | 9.905 | 10.6145 | 11.2917 | 11.9608 | 12.7608 | 13.5712 | 14.3091 | 14.7028 | 15.5272 | 16.0111 | 17.1248 | 18.3551 | 19.4289 | 20.5717 | 21.7124 | 22.8743 | 23.8935 | 24.9892 | 26.0841 | 27.2855 | 28.3404 | 29.4796

## Figure 6
Figure 6 |  | Residential electricity consumption, NEM (TWh, 2024-25 to 2049-50, Step Change)
| 2023-24 | 2024-25 | 2025-26 | 2026-27 | 2027-28 | 2028-29 | 2029-30 | 2030-31 | 2031-32 | 2032-33 | 2033-34 | 2034-35 | 2035-36 | 2036-37 | 2037-38 | 2038-39 | 2039-40 | 2040-41 | 2041-42 | 2042-43 | 2043-44 | 2044-45 | 2045-46 | 2046-47 | 2047-48 | 2048-49 | 2049-50
Underlying | 57.2708 | 57.8174 | 58.9412 | 60.4326 | 62.5323 | 64.9128 | 67.5635 | 70.2545 | 73.0493 | 75.6708 | 78.1794 | 80.7042 | 83.4542 | 86.0046 | 88.5629 | 90.8444 | 93.5484 | 95.7896 | 98.0929 | 100.4456 | 102.882 | 105.1454 | 106.9531 | 108.686 | 110.527 | 112.0389 | 113.9502
Operational | 38.5331 | 37.2299 | 36.5188 | 36.1438 | 35.9865 | 36.0698 | 36.4533 | 36.971 | 37.7682 | 38.5223 | 39.1912 | 39.8461 | 40.6752 | 41.6031 | 42.7559 | 43.6352 | 44.8783 | 45.8227 | 46.8887 | 47.9722 | 49.0616 | 50.0395 | 50.4157 | 50.6143 | 50.8297 | 50.8312 | 51.2324
Energy efficiency | 1.0329 | 2.1048 | 3.0857 | 4.1876 | 5.3486 | 6.4968 | 7.5316 | 8.6699 | 9.7912 | 10.9492 | 12.1912 | 13.4306 | 14.6272 | 15.8402 | 17.0923 | 18.6433 | 19.8536 | 21.2941 | 22.7194 | 24.1385 | 25.563 | 26.993 | 29.032 | 31.0875 | 33.1547 | 35.2285 | 36.6531
Electric vehicles | 0.30098 | 0.49963 | 0.94313 | 1.6586 | 2.6922 | 4.0251 | 5.6556 | 7.4693 | 9.3945 | 11.2419 | 13.0498 | 14.8471 | 16.7613 | 18.5848 | 20.4604 | 22.3406 | 24.3029 | 26.1297 | 28.0157 | 29.9154 | 31.9013 | 33.7279 | 35.654 | 37.5715 | 39.5918 | 41.4119 | 43.0797
Electrification | 0.031816 | 0.21341 | 0.58242 | 1.1354 | 1.8822 | 2.5775 | 3.0673 | 3.5842 | 4.1242 | 4.6622 | 5.1971 | 5.7298 | 6.2737 | 6.8293 | 7.3867 | 7.9541 | 8.5219 | 9.0937 | 9.6641 | 10.2411 | 10.8073 | 11.3779 | 11.9338 | 12.4584 | 12.956 | 13.3927 | 13.7148
Lighting and appliances | 56.938 | 57.1044 | 57.4156 | 57.6387 | 57.9579 | 58.3102 | 58.8406 | 59.201 | 59.5306 | 59.7666 | 59.9324 | 60.1273 | 60.4192 | 60.5904 | 60.7158 | 60.5497 | 60.7236 | 60.5661 | 60.4132 | 60.2892 | 60.1734 | 60.0396 | 59.3653 | 58.656 | 57.9792 | 57.2344 | 57.1557

## Figure 7
Figure 7 |  | Business and industry electricity consumption, NEM (TWh, 2024-25 to 2049-50, Step Change)
* Note: On-site generation (or “non-scheduled generation”) is non-utility generation that includes on-the-ground PV and small wind and biomass, typically for industrial use.
| 2023-24 | 2024-25 | 2025-26 | 2026-27 | 2027-28 | 2028-29 | 2029-30 | 2030-31 | 2031-32 | 2032-33 | 2033-34 | 2034-35 | 2035-36 | 2036-37 | 2037-38 | 2038-39 | 2039-40 | 2040-41 | 2041-42 | 2042-43 | 2043-44 | 2044-45 | 2045-46 | 2046-47 | 2047-48 | 2048-49 | 2049-50
Underlying | 137.325 | 141.2292 | 145.9321 | 152.4157 | 157.65 | 164.2979 | 172.7242 | 179.7549 | 187.4891 | 197.2685 | 204.7891 | 211.7674 | 218.5996 | 225.3834 | 232.2753 | 237.3856 | 243.8641 | 249.1883 | 255.8456 | 262.0831 | 267.9686 | 273.4076 | 277.6375 | 282.0078 | 286.6738 | 293.3301 | 298.0869
Operational | 135.3918 | 138.7265 | 142.6427 | 148.4183 | 152.7558 | 158.5122 | 165.9291 | 171.9867 | 178.7644 | 187.462 | 193.9026 | 199.7729 | 205.8511 | 211.4713 | 217.5505 | 221.1151 | 225.8827 | 229.6519 | 234.7044 | 239.303 | 243.4488 | 247.1782 | 249.4621 | 251.7849 | 254.2522 | 258.8186 | 261.4322
Energy efficiency | 0 | 0.30996 | 0.86631 | 1.7003 | 2.7141 | 3.9104 | 5.0884 | 6.2546 | 7.257 | 8.2298 | 9.0979 | 10.2052 | 11.3276 | 12.5528 | 13.905 | 15.2312 | 16.6085 | 17.983 | 19.3586 | 20.7357 | 22.1177 | 24.0708 | 26.0325 | 27.9996 | 29.409 | 30.8246 | 32.126
Losses | 9.6038 | 9.7237 | 9.9449 | 10.2534 | 10.4822 | 10.7596 | 11.0354 | 11.3135 | 11.6073 | 11.9074 | 12.2401 | 12.5146 | 12.8702 | 13.2338 | 13.5903 | 13.8788 | 14.169 | 14.441 | 14.7298 | 15.01 | 15.2578 | 15.4262 | 15.5391 | 15.6332 | 15.7583 | 15.8414 | 15.9732
Hydrogen | 0 | 0.24256 | 0.89284 | 2.0203 | 3.218 | 5.392 | 9.6329 | 12.6676 | 16.4069 | 21.9948 | 24.6172 | 27.4245 | 29.0044 | 30.5456 | 32.4105 | 33.3783 | 35.9466 | 37.3603 | 39.8917 | 42.079 | 44.2711 | 46.9674 | 48.5058 | 50.1419 | 51.5351 | 55.2441 | 56.7111
Electric vehicles | 0.02365 | 0.068063 | 0.29331 | 0.66515 | 1.1426 | 1.7639 | 2.5465 | 3.4772 | 4.5543 | 6.0553 | 7.9161 | 9.7641 | 11.679 | 13.5278 | 15.41 | 17.2924 | 19.2315 | 21.0638 | 22.9426 | 24.8262 | 26.7771 | 28.5882 | 30.4797 | 32.363 | 34.3295 | 36.1211 | 37.8978
Electrification | 1.2684 | 3.3205 | 6.1612 | 8.9045 | 10.8086 | 12.7061 | 13.9463 | 15.1241 | 16.1621 | 17.0429 | 18.0323 | 18.6069 | 20.2925 | 21.8202 | 23.1764 | 23.862 | 24.805 | 25.8841 | 27.021 | 27.646 | 28.0899 | 28.2374 | 28.2508 | 28.2766 | 28.1366 | 27.7514 | 27.5358
Large industrial loads and LNG | 52.2465 | 52.7874 | 52.5535 | 52.8859 | 53.0795 | 53.1293 | 53.2607 | 53.2955 | 53.2852 | 53.3822 | 53.7179 | 54.2498 | 54.8794 | 55.5256 | 56.2798 | 56.6531 | 57.0616 | 57.4886 | 58.0681 | 58.6932 | 59.3581 | 60.0677 | 60.7787 | 61.5374 | 62.344 | 63.2422 | 64.202
Business mass market | 83.7144 | 84.8107 | 86.0312 | 87.9397 | 89.4014 | 91.3067 | 93.3378 | 95.1904 | 97.0807 | 98.7933 | 100.5055 | 101.7221 | 102.7442 | 103.9642 | 104.9986 | 106.1997 | 106.8194 | 107.3916 | 107.9221 | 108.8387 | 109.4724 | 109.5469 | 109.6225 | 109.6888 | 110.3285 | 110.9713 | 111.7402

## Figure 8
Figure 8 |  |  | Average operational demand by time of day and season, NEM (GW, 2024-25 to 2049-50, Step Change)
| Season | Financial year | 00:00 | 00:30 | 01:00 | 01:30 | 00:00 | 02:30 | 03:00 | 03:30 | 04:00 | 04:30 | 05:00 | 05:30 | 06:00 | 06:30 | 07:00 | 07:30 | 08:00 | 08:30 | 09:00 | 09:30 | 10:00 | 10:30 | 11:00 | 11:30 | 12:00 | 12:30 | 13:00 | 13:30 | 14:00 | 14:30 | 15:00 | 15:30 | 16:00 | 16:30 | 17:00 | 17:30 | 18:00 | 18:30 | 19:00 | 19:30 | 20:00 | 20:30 | 21:00 | 21:30 | 22:00 | 22:30 | 23:00 | 23:30
| Summer | 2024-25 | 19.3394 | 18.769 | 18.2375 | 17.7665 | 17.4471 | 17.2622 | 17.1953 | 17.2267 | 17.4602 | 17.7749 | 18.3728 | 18.8928 | 19.1984 | 19.1717 | 18.5981 | 17.7818 | 17.0607 | 16.2539 | 15.5768 | 14.9553 | 14.5211 | 14.217 | 14.0066 | 13.9486 | 14.0348 | 14.2429 | 14.6042 | 15.0831 | 15.7541 | 16.5938 | 17.5735 | 18.6678 | 19.8194 | 21.0549 | 22.0125 | 22.9199 | 23.3612 | 23.7113 | 23.6917 | 23.4726 | 23.05 | 22.436 | 21.9256 | 21.3063 | 20.8299 | 20.4137 | 20.1832 | 19.9717
|  | 2029-30 | 24.5863 | 23.9211 | 23.293 | 22.7188 | 22.3007 | 22.0327 | 21.888 | 21.8662 | 22.0573 | 22.3871 | 23.0137 | 23.5771 | 23.7561 | 23.4609 | 22.4249 | 21.1017 | 19.8736 | 18.5521 | 17.4433 | 16.4238 | 15.7123 | 15.1649 | 14.7762 | 14.5829 | 14.5916 | 14.791 | 15.2268 | 15.8745 | 16.8521 | 18.0791 | 19.5188 | 21.1256 | 22.8603 | 24.7354 | 26.2901 | 27.7658 | 28.611 | 29.258 | 29.3461 | 29.175 | 28.7784 | 28.1482 | 27.6019 | 26.9205 | 26.3865 | 25.8959 | 25.6008 | 25.3189
|  | 2034-35 | 28.9898 | 28.2283 | 27.5206 | 26.856 | 26.3492 | 25.9822 | 25.7424 | 25.6422 | 25.759 | 26.0771 | 26.6788 | 27.2885 | 27.4268 | 27.0487 | 25.8229 | 24.2624 | 22.7572 | 21.2162 | 19.9235 | 18.82 | 18.126 | 17.5969 | 17.2948 | 17.121 | 17.09 | 17.1827 | 17.4119 | 17.9007 | 18.8357 | 20.0883 | 21.7288 | 23.642 | 25.7744 | 28.092 | 30.0541 | 32.0273 | 33.1685 | 34.047 | 34.206 | 34.0692 | 33.7107 | 33.081 | 32.5331 | 31.7909 | 31.2037 | 30.6494 | 30.2963 | 29.9633
|  | 2039-40 | 32.2864 | 31.4974 | 30.796 | 30.0792 | 29.5271 | 29.098 | 28.8001 | 28.6555 | 28.7226 | 29.0413 | 29.6205 | 30.287 | 30.4549 | 30.0987 | 28.876 | 27.412 | 25.911 | 24.3865 | 23.1841 | 22.3029 | 21.7574 | 21.2765 | 21.0898 | 20.92 | 20.8297 | 20.841 | 20.8438 | 21.0143 | 21.563 | 22.3768 | 23.8092 | 25.6742 | 28.0058 | 30.5768 | 32.8298 | 35.1812 | 36.5539 | 37.6318 | 37.8331 | 37.6825 | 37.3345 | 36.6827 | 36.1044 | 35.3116 | 34.6798 | 34.0857 | 33.7128 | 33.3729
|  | 2049-50 | 35.5561 | 34.8689 | 34.3006 | 33.6135 | 33.0659 | 32.6483 | 32.3293 | 32.1869 | 32.2257 | 32.5712 | 33.1002 | 33.9366 | 34.624 | 34.6801 | 33.5002 | 31.9579 | 30.3733 | 29.1665 | 28.3831 | 28.1234 | 27.8543 | 27.3664 | 27.5001 | 27.4365 | 27.302 | 27.4302 | 27.2402 | 27.3073 | 27.5626 | 27.5174 | 28.2277 | 29.3985 | 31.6252 | 34.3361 | 36.8645 | 39.3416 | 40.4491 | 41.3817 | 41.449 | 41.1591 | 40.7222 | 40.0063 | 39.3578 | 38.5322 | 37.8358 | 37.2925 | 36.935 | 36.6906
| Winter | 2024-25 | 21.1788 | 20.5919 | 20.0655 | 19.5133 | 18.9282 | 18.4725 | 18.1504 | 17.951 | 17.9228 | 18.071 | 18.5724 | 19.2876 | 20.5683 | 21.8377 | 22.2924 | 22.1922 | 21.3913 | 20.1249 | 19.034 | 17.9278 | 17.0337 | 16.1795 | 15.598 | 15.2887 | 15.1994 | 15.2342 | 15.4002 | 15.6945 | 16.1869 | 16.8602 | 17.7604 | 18.9807 | 20.6666 | 22.6982 | 24.5776 | 26.2006 | 26.7519 | 26.7098 | 26.249 | 25.8455 | 25.4713 | 24.9481 | 24.2978 | 23.5664 | 22.9879 | 22.3545 | 22.0522 | 21.8246
|  | 2029-30 | 27.1788 | 26.4779 | 25.8409 | 25.1621 | 24.4568 | 23.8988 | 23.4931 | 23.2375 | 23.1715 | 23.3 | 23.8128 | 24.589 | 25.9983 | 27.4176 | 27.6966 | 27.2725 | 25.9742 | 24.1573 | 22.6226 | 21.0892 | 19.8857 | 18.6954 | 17.9453 | 17.5658 | 17.5086 | 17.6124 | 17.8534 | 18.3103 | 19.0901 | 20.1274 | 21.4818 | 23.1923 | 25.485 | 28.1911 | 30.5925 | 32.5534 | 33.1875 | 33.1696 | 32.6877 | 32.2971 | 31.9634 | 31.4428 | 30.772 | 29.9807 | 29.3609 | 28.6273 | 28.2607 | 27.9644
|  | 2034-35 | 31.9717 | 31.1991 | 30.5032 | 29.7312 | 28.9631 | 28.3493 | 27.8986 | 27.5984 | 27.4757 | 27.5487 | 27.9882 | 28.7442 | 30.1715 | 31.6718 | 31.7675 | 31.0849 | 29.6311 | 27.5564 | 25.7824 | 24.124 | 22.9088 | 21.7904 | 21.3035 | 21.0685 | 21.08 | 21.1618 | 21.2529 | 21.5381 | 22.1879 | 23.264 | 24.8278 | 26.684 | 29.1942 | 32.3328 | 35.1431 | 37.3421 | 38.0027 | 38.0235 | 37.5377 | 37.2101 | 36.9581 | 36.4703 | 35.8268 | 35.0201 | 34.4274 | 33.6347 | 33.2152 | 32.8883
|  | 2039-40 | 35.7979 | 35.0357 | 34.3892 | 33.6455 | 32.9318 | 32.3057 | 31.8284 | 31.4984 | 31.3414 | 31.3775 | 31.7638 | 32.5001 | 33.8873 | 35.4134 | 35.3821 | 34.4841 | 33.0901 | 30.9375 | 29.0531 | 27.6649 | 26.8228 | 26.0694 | 25.9093 | 25.7376 | 25.7543 | 25.8099 | 25.7555 | 25.8312 | 26.1151 | 26.7535 | 28.1072 | 29.7567 | 32.3015 | 35.8296 | 39.0471 | 41.4215 | 42.0419 | 42.0413 | 41.5369 | 41.234 | 41.0239 | 40.5287 | 39.8926 | 39.0514 | 38.4657 | 37.609 | 37.1515 | 36.8381
|  | 2049-50 | 40.1459 | 39.644 | 39.2296 | 38.5926 | 38.0845 | 37.5626 | 37.1116 | 36.8441 | 36.7103 | 36.7841 | 37.1482 | 37.8899 | 39.1912 | 40.5471 | 40.2939 | 39.6258 | 38.8584 | 36.7584 | 35.3987 | 35.3139 | 35.0557 | 34.5925 | 34.8528 | 34.6631 | 34.744 | 34.9315 | 34.7689 | 34.8589 | 34.8512 | 34.9381 | 35.5489 | 36.1897 | 37.7581 | 41.0484 | 44.409 | 46.8758 | 47.3492 | 47.3642 | 46.7944 | 46.4249 | 46.1612 | 45.5081 | 44.7539 | 43.7924 | 43.0647 | 42.1816 | 41.6322 | 41.3312

## Figure 9
| Figure 9 |  |  |  |  | Generation mix, NEM (TWh, 2009-10 to 2049-50, Step change)
Notes: Annual generation for 2023-24 has been estimated for the full financial year. "Flexible gas" includes gas-powered generation and potential hydrogen capacity.
“CER storage” means consumer energy resources such as batteries and electric vehicles.
Forecast generation is based on long term capacity modelling outcomes. Short term operability modelling undertaken in the 2024 ISP Appendix 4
introduces higher resolution modelling which includes peaking events, generator outages and models the performance of individual units.
Year | Black coal | Brown coal | Mid-merit gas | Flexible gas with CCS | Flexible gas | Hydro | Utility storage | CER storage | Passive CER Storage* | Wind | Utility solar | Rooftop solar and other distributed solar | Biomass
2005-06 | 119937.3889 | 55507.4654 | 10809.7946 | 0 | 64.3094 | 10796.8946 | 102 | 0 | 0 | 491.3411 | 0 | 0.44728 | 0
2006-07 | 120230.7042 | 55491.1137 | 14982.1733 | 0 | 1628.5641 | 9893.4395 | 177 | 0 | 0 | 1262.9318 | 0 | 3.4454 | 0
2007-08 | 122325.4018 | 55267.6931 | 15441.6074 | 0 | 2199.1254 | 8347.2967 | 148 | 0 | 0 | 1884.3743 | 0 | 14.0482 | 0
2008-09 | 121384.6513 | 56847.8968 | 15064.9374 | 0 | 2270.0042 | 10809.004 | 691 | 0 | 0 | 2767.2608 | 0 | 36.5316 | 0
2009-10 | 114730.4609 | 55961.1525 | 17918.4329 | 0 | 3810.702 | 12522.1368 | 528 | 0 | 0 | 4378.0772 | 0 | 134.1228 | 0
2010-11 | 106780.9724 | 55181.9905 | 21010.5711 | 0 | 3305.1763 | 15417.3604 | 667 | 0 | 0 | 5136.3767 | 0 | 520.1717 | 0
2011-12 | 105323.1489 | 54993.9289 | 20440.7894 | 0 | 3212.645 | 12830.4646 | 530 | 0 | 0 | 6052.2785 | 0 | 1383.2851 | 0
2012-13 | 101153.3106 | 48095.3936 | 21664.2582 | 0 | 3013.8234 | 17002.1964 | 634 | 0 | 0 | 6648.7826 | 0 | 2532.5017 | 0
2013-14 | 96021.4022 | 46623.5059 | 21034.6022 | 0 | 3512.5822 | 17302.5686 | 518 | 0 | 0 | 8603.0153 | 0 | 3455.3641 | 0
2014-15 | 97303.2213 | 51117.8417 | 17646.7923 | 0 | 5805.6162 | 12319.8282 | 342 | 0 | 0 | 9409.2512 | 29.0086 | 4376.236 | 0
2015-16 | 103500.3417 | 48934.461 | 16402.8316 | 0 | 3561.6568 | 13692.2524 | 790 | 0 | 0 | 10365.2717 | 361.77 | 5220.0908 | 0
2016-17 | 107209.6377 | 43638.2124 | 16654.8382 | 0 | 2313.7957 | 14696.3143 | 824 | 0 | 0 | 10597.2445 | 567.6228 | 6036.6869 | 0
2017-18 | 110726.1376 | 36107.3851 | 18550.0874 | 0 | 1813.6333 | 14418.4151 | 699.3667 | 0 | 0 | 13075.7584 | 798.7632 | 7576.7082 | 0
2018-19 | 109940.1346 | 34588.8395 | 14966.1749 | 0 | 1835.8365 | 14523.5207 | 787.313 | 0 | 0 | 15638.1935 | 3419.3767 | 9752.0221 | 0
2019-20 | 102190.5048 | 33731.5202 | 15833.8961 | 0 | 1603.5895 | 13852.1855 | 828.6758 | 0 | 0 | 18249.897 | 6045.4715 | 12450.9306 | 0
2020-21 | 97150.4075 | 34123.7941 | 11943.0719 | 0 | 1621.2217 | 13685.3006 | 1059.6297 | 0 | 0 | 21204.9614 | 7807.6735 | 15347.7917 | 0
2021-22 | 91612.6986 | 32549.0927 | 11721.8634 | 0 | 1901.0681 | 14918.0192 | 1535.0403 | 0 | 0 | 24763.7709 | 10079.8736 | 18520.3941 | 0
2022-23 | 89030.0847 | 31499.9285 | 10062.9552 | 0 | 1622.0206 | 14339.0457 | 1834.184 | 0 | 0 | 27099.9418 | 12862.7189 | 22240.8053 | 0
2023-24* | 88494 | 31997 | 7818 | 0 | 2181 | 13010.19 | 1979.85 | 335.29 | 309.7005 | 27444 | 15622 | 24229 | 0
2024-25 | 83788.91 | 21934.2186 | 5224.7728 | 0 | 140.223 | 13568.1471 | 2156.3842 | 670.7725 | 309.7005 | 38136.1304 | 21378.5995 | 28513.1592 | 0
2025-26 | 73792.6803 | 20621.9491 | 8247.285 | 0 | 198.5787 | 16172.1445 | 5423.8495 | 1252.056 | 433.1475 | 44812.9265 | 24054.6491 | 31313.8376 | 0
2026-27 | 61237.7997 | 19274.2901 | 8630.8469 | 0 | 537.4648 | 13136.2113 | 7502.6838 | 1945.2356 | 564.2289 | 64488.8042 | 26329.2261 | 34154.5964 | 0
2027-28 | 57088.2927 | 14838.4963 | 7555.4678 | 0 | 795.136 | 13922.6274 | 9135.2334 | 2823.9036 | 688.3698 | 76455.7863 | 27230.3924 | 37483.0096 | 0
2028-29 | 46377.3471 | 11492.2816 | 8483.6541 | 0 | 1094.3551 | 13255.8461 | 11031.9397 | 3809.6516 | 792.7241 | 93966.1288 | 28396.9208 | 40950.2236 | 0
2029-30 | 30999.163 | 8473.1611 | 6832.4515 | 0 | 636.4386 | 13530.4836 | 22510.2149 | 5434.6161 | 898.6464 | 121272.9056 | 34527.968 | 44467.6642 | 0
2030-31 | 25904.5603 | 7922.7567 | 4439.8122 | 0 | 859.6253 | 14185.6552 | 23839.5625 | 6851.6775 | 1075.2188 | 129056.7724 | 39226.7728 | 47849.9841 | 0
2031-32 | 22742.8854 | 7077.5644 | 2860.9822 | 0 | 301.7764 | 13509.8115 | 24547.1629 | 8312.3245 | 1225.0575 | 137417.124 | 45885.9319 | 51095.1064 | 193.1311
2032-33 | 20362.6351 | 8009.4578 | 3506.9471 | 0 | 566.7212 | 13012.3888 | 27113.7022 | 9940.0794 | 1363.1707 | 143788.4236 | 50414.6123 | 54314.7002 | 187.2616
2033-34 | 14786.7901 | 0 | 5395.8849 | 0 | 2433.4442 | 17097.5367 | 28610.6866 | 11763.4626 | 1504.3945 | 153375.8833 | 53304.6655 | 57524.8945 | 1246.4721
2034-35 | 6565.5767 | 0 | 4858.201 | 0 | 2462.853 | 13940.9058 | 30644.3212 | 13796.6307 | 1636.7306 | 168622.814 | 57264.855 | 60742.3238 | 1831.2267
2035-36 | 6509.6463 | 0 | 4650.7493 | 0 | 2154.4163 | 13157.2184 | 29699.1139 | 16098.6368 | 1778.3342 | 172589.0949 | 61481.5427 | 64118.4114 | 2442.0672
2036-37 | 3426.3874 | 0 | 4721.7515 | 0 | 5613.0966 | 15562.6136 | 32144.8064 | 18038.7624 | 1897.2203 | 174202.8593 | 65388.081 | 67248.9121 | 2307.821
2037-38 | 0 | 0 | 3468.5099 | 0 | 4974.0405 | 12398.5883 | 34370.9798 | 20455.1052 | 1997.1119 | 187461.7078 | 69604.0404 | 70337.2518 | 1890.3848
2038-39 | 0 | 0 | 2682.5737 | 0 | 4610.0364 | 12547.2665 | 34667.1625 | 22879.7769 | 2091.1583 | 193680.4994 | 69638.4848 | 73532.6509 | 1297.3352
2039-40 | 0 | 0 | 3621.1242 | 0 | 8414.4427 | 13708.6589 | 32350.0038 | 24802.58 | 2183.2686 | 193043.8246 | 70034.1788 | 76943.1084 | 1681.7164
2040-41 | 0 | 0 | 3711.8489 | 0 | 11350.8643 | 13980.9855 | 33047.3809 | 26865.7665 | 2227.2265 | 192916.337 | 71648.7413 | 80036.3972 | 1755.8393
2041-42 | 0 | 0 | 3562.8841 | 0 | 10097.3164 | 13091.0873 | 29914.2852 | 28710.48 | 2278.1332 | 196557.755 | 75140.684 | 83126.2411 | 1993.1822
2042-43 | 0 | 0 | 4420.0537 | 0 | 12277.291 | 13035.0137 | 29449.334 | 30756.549 | 2307.834 | 192123.0512 | 82433.8505 | 86273.6786 | 2225.7052
2043-44 | 0 | 0 | 2510.9171 | 0 | 15143.1785 | 11244.7378 | 30231.4296 | 33603.7316 | 2334.257 | 187115.4501 | 95330.4074 | 89556.096 | 2127.2815
2044-45 | 0 | 0 | 2023.4393 | 0 | 12169.8001 | 13545.7007 | 28727.1868 | 35149.0826 | 2351.4465 | 199204.6717 | 88677.9576 | 92706.6475 | 2319.8482
2045-46 | 0 | 0 | 472.9224 | 0 | 8110.3791 | 13956.9845 | 29062.7657 | 38588.1053 | 2365.7692 | 196775.0485 | 101837.6557 | 96156.0298 | 1903.5284
2046-47 | 0 | 0 | 401.0375 | 0 | 10330.0689 | 12855.454 | 27906.5089 | 41355.4875 | 2375.4266 | 197402.0564 | 103296.552 | 99790.8592 | 1616.8512
2047-48 | 0 | 0 | 409.7046 | 0 | 10499.3619 | 12727.5198 | 26072.5409 | 43919.6665 | 2388.8727 | 201114.0109 | 104991.9738 | 103687.8776 | 1440.7436
2048-49 | 0 | 0 | 330.334 | 0 | 7536.6656 | 11963.0666 | 25939.4808 | 46640.172 | 2368.2534 | 202041.9978 | 110803.8319 | 107341.7153 | 1668.4365
2049-50 | 0 | 0 | 316.7823 | 0 | 6031.3065 | 11826.212 | 23767.184 | 49206.9135 | 2332.8594 | 199629.3487 | 119460.0074 | 111085.8947 | 1960.5993
* These figures are as at 12 June 2024 and are used to estimate the values for the full financial year 2023-24.

## Figure 10
Figure 10 |  |  | Connection milestones, NEM (GW, 2021-22, 2022-23 and 2023-24)
Applications |  |  |  |  | Registrations |  |  |  |  | Full output achieved
Note: Wind and Solar include a small number of connections with a battery included in the connection.
Applications
FY | Battery | Battery (June 2024 forecast) | Pumped hydro | Other | Other Hybrid | Solar | Solar + Battery | Solar (June 2024 forecast) | Solar + Battery (June 2024 forecast) | Wind | Wind + Battery | Wind (June 2024 forecast)
2021-22 | 860 | 0 | 0 | 128 | 0 | 1812 | 137 | 0 | 0 | 1222 | 0 | 0
2022-23 | 1878 | 0 | 0 | 1093 | 0 | 1863 | 80 | 0 | 0 | 1936 | 0 | 0
2023-24 | 4420 | 550 | 400 | 54 | 0 | 3236 | 725 | 545 | 390 | 2468 | 400 | 330
Registrations
FY | Battery | Battery (June 2024 forecast) | Pumped hydro | Other | Other Hybrid | Solar | Solar + Battery | Solar (June 2024 forecast) | Solar + Battery (June 2024 forecast) | Wind | Wind + Battery | Wind (June 2024 forecast)
2021-22 | 450 | 0 | 0 | 182 | 34 | 1361 | 0 | 0 | 0 | 1792 | 0 | 0
2022-23 | 565 | 0 | 0 | 163 | 77 | 1086 | 137 | 0 | 0 | 430 | 0 | 0
2023-24 | 500 | 0 | 0 | 417 | 0 | 462 | 0 | 76 | 0 | 1067 | 0 | 0
Full output achieved
FY | Battery | Battery (June 2024 forecast) | Pumped hydro | Other | Other Hybrid | Solar | Solar + Battery | Solar (June 2024 forecast) | Solar + Battery (June 2024 forecast) | Wind | Wind + Battery | Wind (June 2024 forecast)
2021-22 | 450 | 0 | 0 | 179 | 0 | 1775 | 0 | 0 | 0 | 938 | 0 | 0
2022-23 | 575.46 | 0 | 0 | 162.5 | 304 | 987.57 | 0 | 0 | 0 | 1757.17 | 0 | 0
2023-24 | 600 | 0 | 0 | 374 | 76 | 1016 | 0 | 0 | 0 | 173 | 0 | 0

## Figure 11
Figure 11 | ISP consultations

## Figure 12
Figure 12 | High level inputs and outputs of the ISP Methodology

## Figure 13
Figure 13 | Three scenarios of the future for ISP modelling

## Figure 14
Figure 14 | Detailed ISP modelling methodology

## Figure 15
Figure 15 |  |  | Capacity, NEM (GW, 2009-10 to 2049-50)
Note: "Flexible gas" includes gas-powered generation and potential hydrogen capacity. “CER storage” means consumer energy resources such as batteries and electric vehicles.
3. Projections for "Rooftop solar and other distributed solar" and "CER storage" are forecast based on unit costs, consumer trends and assumptions about payments received to participate in the electricity market.
| 2008-09 | 2009-10 | 2010-11 | 2011-12 | 2012-13 | 2013-14 | 2014-15 | 2015-16 | 2016-17 | 2017-18 | 2018-19 | 2019-20 | 2020-21 | 2021-22 | 2022-23 | 2023-24 | 2024-25 | 2025-26 | 2026-27 | 2027-28 | 2028-29 | 2029-30 | 2030-31 | 2031-32 | 2032-33 | 2033-34 | 2034-35 | 2035-36 | 2036-37 | 2037-38 | 2038-39 | 2039-40 | 2040-41 | 2041-42 | 2042-43 | 2043-44 | 2044-45 | 2045-46 | 2046-47 | 2047-48 | 2048-49 | 2049-50
Black coal | 21775 | 21715 | 21715 | 21435 | 21243 | 20993 | 19373 | 19373 | 19373 | 19373 | 19373 | 19373 | 19373 | 19373 | 18823 | 16435 | 16435 | 13555 | 13555 | 12240 | 10555 | 8650 | 6705 | 5740 | 4660 | 3016 | 1420 | 1420 | 690 | 0 | 0 | 0 | 0 | 0 | 0 | 0 | 0 | 0 | 0 | 0 | 0 | 0
Brown coal | 8013 | 8013 | 8013 | 8013 | 8013 | 8013 | 8013 | 7848 | 6855 | 5095 | 5095 | 5095 | 5095 | 5095 | 5095 | 4820 | 4820 | 4820 | 4820 | 4240 | 2790 | 2790 | 2790 | 2210 | 2210 | 0 | 0 | 0 | 0 | 0 | 0 | 0 | 0 | 0 | 0 | 0 | 0 | 0 | 0 | 0 | 0 | 0
Mid-merit gas | 4654 | 4834 | 4834 | 4834 | 4834 | 4834 | 4834 | 4834 | 4834 | 4834 | 4834 | 4834 | 4594 | 4474 | 4354 | 4254.9 | 4254.9 | 4254.9 | 3274.9 | 3066.9 | 3066.9 | 3066.9 | 3066.9 | 3066.9 | 3066.9 | 3066.9 | 3066.9 | 3066.9 | 2681.9 | 2152.9 | 2152.9 | 1508.5 | 1508.5 | 1508.5 | 1508.5 | 1068.5 | 1068.5 | 424 | 180 | 180 | 180 | 180
Flexible gas | 5939 | 5962 | 6306 | 6306 | 6306 | 6306 | 7010 | 7146 | 7269 | 7269 | 7479 | 7479 | 7657 | 7750 | 7577 | 8282.6 | 8282.56 | 8482.56 | 8682.56 | 8546.06 | 8546.06 | 8546.06 | 8830.06 | 8830.06 | 9119.3402 | 9718.4002 | 10437.9494 | 11374.2797 | 12435.3396 | 13496.4002 | 14556.4002 | 14381.4002 | 14900.9543 | 14900.9543 | 15868.0145 | 16929.0743 | 16643.6343 | 16520.4343 | 15802.4343 | 15218.4343 | 15327.8067 | 14808.8067
Hydro | 8153 | 8153 | 8153 | 8153 | 8153 | 8153 | 8153 | 8153 | 8153 | 8153 | 8153 | 8153 | 8153 | 8153 | 8153 | 6837.1 | 6837.12 | 6837.12 | 6837.12 | 6837.12 | 6837.12 | 6837.12 | 7227.12 | 7227.12 | 7227.12 | 7227.12 | 7227.12 | 7227.12 | 7227.12 | 7140.72 | 7140.72 | 7140.72 | 7140.72 | 7140.72 | 7070.72 | 7070.72 | 7070.72 | 7070.72 | 7070.72 | 7070.72 | 7070.72 | 7070.72
Utility storage | 817 | 817 | 817 | 817 | 817 | 817 | 817 | 817 | 967 | 1052 | 1077 | 1077 | 1555 | 1571 | 2317 | 2386.9 | 3491.08 | 8017.3725 | 9894.7473 | 12740.2072 | 16408.282 | 17906.1457 | 19050.6634 | 21162.2494 | 21298.6636 | 21216.8336 | 21527.0556 | 21413.4697 | 21370.0697 | 21911.6636 | 21693.0777 | 21693.0777 | 21693.0777 | 21381.0777 | 21327.0978 | 20983.9639 | 21474.5019 | 18597.6975 | 16083.0368 | 14174.7936 | 13030.3943 | 12006.7955
Coordinated CER storage | [15 empty] | 221.6 | 465.2902 | 865.1398 | 1338.8408 | 1937.1426 | 2620.4451 | 3743.8874 | 4770.5792 | 5846.4555 | 7042.298 | 8361.489 | 9839.4935 | 11464.7489 | 12977.4193 | 14627.4357 | 16413.6581 | 18060.1322 | 19750.714 | 21472.4509 | 23272.1116 | 25126.7319 | 27101.7678 | 29164.2065 | 31151.9197 | 33201.6766 | 35298.2059 | 37297.1444
Passive CER storage | [15 empty] | 739.7 | 1026.7851 | 1434.6788 | 1798.3516 | 2148.6049 | 2439.9802 | 2825.589 | 3273.192 | 3688.6152 | 4094.3793 | 4491.9036 | 4888.3217 | 5284.4391 | 5584.992 | 5880.2881 | 6156.0939 | 6351.5587 | 6499.6072 | 6620.7486 | 6708.9065 | 6769.5487 | 6827.6668 | 6886.0221 | 6890.1006 | 6892.7872 | 6852.4034 | 6778.0103
Offshore wind | 2030-31: 1000; 2031-32: 2000; 2032-33: 2666.6667; 2033-34: 3333.3333; 2034-35: 4000; 2035-36: 5000; 2036-37: 6000; 2037-38: 6999.9999; 2038-39: 8000; 2039-40: 9000; 2040-41: 9000; 2041-42: 9000; 2042-43: 9000; 2043-44: 9000; 2044-45: 9000; 2045-46: 9000; 2046-47: 9000; 2047-48: 9000; 2048-49: 9000; 2049-50: 9000
Onshore wind | 481 | 1903 | 2114 | 2554 | 3284 | 3503 | 3609 | 3952 | 4636 | 5598 | 6638 | 8385 | 9281 | 10095 | 10469 | 11969.8 | 12951.23 | 14253 | 20711.7108 | 24619.5993 | 30942.4071 | 39258.5908 | 42671.1005 | 43077.8887 | 44661.2997 | 46124.7751 | 52402.6022 | 53262.9538 | 53035.9031 | 52972.9031 | 52191.4231 | 51864.7231 | 51794.1221 | 51607.8121 | 52759.1069 | 51742.7672 | 54455.7862 | 55520.1148 | 55968.4059 | 55976.6666 | 59171.6585 | 59527.0647
Utility solar | [5 empty] | 102 | 155 | 211 | 318 | 2046 | 3071 | 4829 | 6042 | 7468 | 7923 | 9449.4 | 9542.84 | 10566.52 | 12357.4778 | 13034.8314 | 13034.2714 | 15582.1351 | 21037.7277 | 22248.7316 | 22942.2585 | 24421.5888 | 26268.6879 | 27604.2727 | 31144.6956 | 31096.1956 | 30946.1656 | 31166.5098 | 33673.7029 | 35826.7298 | 39602.7444 | 44287.9675 | 47877.038 | 52315.2937 | 51918.3847 | 53769.5138 | 56345.8712 | 58263.2802
Rooftop solar and other distributed solar | 48.7574 | 216.861 | 927.2292 | 1654.6588 | 2485.1079 | 3202.3068 | 3871.5975 | 4452.4811 | 5238.8493 | 6539.8235 | 8324.8494 | 10796.9715 | 13879.8689 | 16475.0758 | 19192.7047 | 21308.2 | 23481.9123 | 25655.6307 | 27915.6045 | 30593.118 | 33321.8 | 36061.942 | 38515.1395 | 40888.6865 | 43439.3295 | 45834.5735 | 48326.8475 | 50769.207 | 53107.711 | 55428.2045 | 57785.07 | 60155.3295 | 62437.2545 | 64778.106 | 67027.776 | 69285.5375 | 71808.1875 | 74544.509 | 77217.9095 | 80001.295 | 82839.644 | 85741.994
Biomass | 2031-32: 30; 2032-33: 30; 2033-34: 270; 2034-35: 360; 2035-36: 450; 2036-37: 450; 2037-38: 450; 2038-39: 450; 2039-40: 450; 2040-41: 450; 2041-42: 450; 2042-43: 450; 2043-44: 450; 2044-45: 450; 2045-46: 450; 2046-47: 450; 2047-48: 450; 2048-49: 450; 2049-50: 450
Dispatchable capacity | 49351 | 49494 | 49838 | 49558 | 49366 | 49116 | 48200 | 48171 | 47451 | 45776 | 46011 | 46011 | 46427 | 46416 | 46319 | 44148 | 45539.7302 | 47832.8824 | 49459.1281 | 50810.9898 | 52253.007 | 53176.6831 | 54232.4226 | 56061.9649 | 56759.7918 | 55040.2329 | 56097.6085 | 58693.7682 | 60172.9087 | 62181.8295 | 64860.3859 | 65734.1001 | 67999.866 | 69456.7829 | 72150.6138 | 74329.97 | 76539.744 | 74993.3682 | 73535.9507 | 73127.2244 | 74227.7569 | 74717.3266
Demand-side participation | [15 empty] | 910 | 953.78 | 1000.79 | 1055.96 | 1203.56 | 1429.2 | 1636.57 | 1792.1 | 1949.18 | 2105.47 | 2163.49 | 2219.09 | 2277.25 | 2341.06 | 2402.71 | 2453.63 | 2500.27 | 2555.9 | 2603.08 | 2654.17 | 2700.98 | 2730.62 | 2766.31 | 2797.84 | 2831.6 | 2870.63 | 2903.86
Progressive Change | [16 empty] | 89486.4763 | 94962.1695 | 101817.8613 | 110030.4284 | 120051.7191 | 124776.7793 | 126718.7154 | 131597.7657 | 133173.693 | 135544.0405 | 140632.1382 | 143399.4945 | 144877.9228 | 146578.1583 | 147864.4258 | 149117.4235 | 149434.0527 | 154145.3972 | 158278.4539 | 162655.9921 | 167907.0082 | 164540.8868 | 162701.8409 | 165180.0279 | 170541.1791 | 177399.21
Step Change | [16 empty] | 92542.4976 | 99742.7119 | 112242.2728 | 121207.1434 | 131991.4657 | 146904.9401 | 160729.5823 | 167965.8869 | 174563.7253 | 179246.4071 | 191984.0678 | 200614.6408 | 209046.2103 | 214559.4208 | 219939.1385 | 224272.2212 | 231404.5526 | 237290.1793 | 247249.1475 | 255415.7908 | 266508.4224 | 273259.3079 | 274530.7514 | 278767.487 | 288437.3339 | 294027.6759
Green Energy Exports | [16 empty] | 93015.4488 | 101106.461 | 130731.0886 | 146396.2155 | 167900.3501 | 193716.9517 | 224641.9275 | 239937.433 | 253033.4091 | 262072.367 | 275779.7375 | 288194.8117 | 302616.5622 | 311288.3545 | 317183.5102 | 335545.0035 | 358497.392 | 377034.9809 | 394963.0035 | 427600.6314 | 468071.0874 | 481501.413 | 495599.1306 | 516617.4091 | 532006.4745 | 582910.3513

## Figure 16
Figure 16 | Coal capacity, NEM (GW, 2009-10 to 2049-50)
Please refer to Figure 1

## Figure 17
Figure 17 |  |  | Share of generation from renewable sources, NEM (2017-18 to 2049-50)
VRE penetration | 2017-18 | 2018-19 | 2019-20 | 2020-21 | 2021-22 | 2022-23 | 2023-24 | 2024-25 | 2025-26 | 2026-27 | 2027-28 | 2028-29 | 2029-30 | 2030-31 | 2031-32 | 2032-33 | 2033-34 | 2034-35 | 2035-36 | 2036-37 | 2037-38 | 2038-39 | 2039-40 | 2040-41 | 2041-42 | 2042-43 | 2043-44 | 2044-45 | 2045-46 | 2046-47 | 2047-48 | 2048-49 | 2049-50
Actual | 2017-18: 15.56%; 2018-19: 20.92%; 2019-20: 24.42%; 2020-21: 28.07%; 2021-22: 32.66%; 2022-23: 36.7%; 2023-24: 38%
Estimate | 2023-24: 38%; 2024-25: 47.9%
Step Change | [7 empty] | 47.77% | 53.08% | 60.63% | 65.89% | 72.36% | 82% | 85.48% | 88.27% | 88.97% | 92.6% | 95.61% | 95.93% | 95.94% | 97.59% | 97.96% | 96.73% | 95.99% | 96.44% | 95.75% | 95.62% | 96.55% | 97.95% | 97.48% | 97.49% | 98.22% | 98.59%
Progressive Change | [7 empty] | 47.16% | 50.44% | 53.61% | 63.33% | 71.51% | 81.96% | 80.06% | 81.16% | 83.24% | 87.35% | 89.56% | 89.29% | 89.26% | 91.06% | 92.08% | 90.75% | 91.54% | 92.55% | 92.2% | 91.98% | 92.79% | 92.43% | 92.15% | 93.54% | 95.04% | 95.58%
Green Energy Exports | [7 empty] | 49.44% | 53.04% | 71.85% | 80.5% | 87.4% | 92.24% | 96.88% | 98.34% | 98.56% | 98.73% | 99.31% | 99.41% | 98.39% | 99.21% | 99.28% | 99.33% | 98.51% | 99.08% | 98.77% | 99.29% | 99.2% | 99.88% | 99.56% | 99.88% | 99.62% | 99.8%

## Figure 18
Figure 18 | Transmission projects in the optimal development path
Please refer to Figure 3

## Figure 19
Figure 19 |  |  |  | New transmission in least cost development paths (kms, 2020-21 to 2049-50)
Year | Step Change | Commissioned | Committed | Anticipated | Actionable | Future | Progressive Change | Green Energy Exports
2020-21 | 90 | 90 | 0 | 0 | 0 | 0 | 90 | 90
2021-22 | 180 | 180 | 0 | 0 | 0 | 0 | 180 | 180
2022-23 | 602 | 490 | 112 | 0 | 0 | 0 | 602 | 602
2023-24 | 914 | 490 | 424 | 0 | 0 | 0 | 914 | 914
2024-25 | 1226 | 490 | 736 | 0 | 0 | 0 | 1226 | 1226
2025-26 | 1289.3333 | 490 | 736 | 63.3333 | 0 | 0 | 1289.3333 | 1289.3333
2026-27 | 1863.3333 | 490 | 736 | 516.6667 | 120.6667 | 0 | 1742.6667 | 1890
2027-28 | 2766 | 490 | 736 | 970 | 570 | 0 | 2294 | 2759.6667
2028-29 | 3847 | 490 | 736 | 1360 | 1261 | 0 | 3229 | 4421
2029-30 | 4581.3333 | 490 | 736 | 1360 | 1995.3333 | 0 | 3774 | 5733.6667
2030-31 | 4987 | 490 | 736 | 1360 | 2401 | 0 | 4385 | 7661
2031-32 | 5290 | 490 | 736 | 1360 | 2565 | 139 | 4549 | 8830
2032-33 | 5647.6667 | 490 | 736 | 1360 | 2783.6667 | 278 | 5012.6667 | 10066
2033-34 | 6010 | 490 | 736 | 1360 | 3002.3333 | 421.6667 | 5312.3333 | 10579.6667
2034-35 | 6233.3333 | 490 | 736 | 1360 | 3221 | 426.3333 | 5768 | 11120
2035-36 | 6389.3333 | 490 | 736 | 1360 | 3372.3333 | 431 | 5924 | 11476.3333
2036-37 | 6540.6667 | 490 | 736 | 1360 | 3523.6667 | 431 | 6080 | 11761.3333
2037-38 | 6692 | 490 | 736 | 1360 | 3675 | 431 | 6080 | 12402
2038-39 | 6692 | 490 | 736 | 1360 | 3675 | 431 | 6080 | 12971
2039-40 | 6692 | 490 | 736 | 1360 | 3675 | 431 | 6145 | 13498
2040-41 | 6718.3333 | 490 | 736 | 1360 | 3675 | 457.3333 | 6210 | 13669.3333
2041-42 | 6808 | 490 | 736 | 1360 | 3675 | 547 | 6275 | 14761.6667
2042-43 | 7147.6667 | 490 | 736 | 1360 | 3675 | 886.6667 | 6323.6667 | 16902.6667
2043-44 | 7464.3333 | 490 | 736 | 1360 | 3675 | 1203.3333 | 6372.3333 | 18950
2044-45 | 7759.6667 | 490 | 736 | 1360 | 3675 | 1498.6667 | 6421 | 20257.3333
2045-46 | 7805 | 490 | 736 | 1360 | 3675 | 1544 | 6421 | 20626.6667
2046-47 | 7889 | 490 | 736 | 1360 | 3675 | 1628 | 6421 | 21647.6667
2047-48 | 7931 | 490 | 736 | 1360 | 3675 | 1670 | 6421 | 23227.6667
2048-49 | 7973 | 490 | 736 | 1360 | 3675 | 1712 | 6421 | 24807.6667
2049-50 | 7973 | 490 | 736 | 1360 | 3675 | 1712 | 6421 | 25389

## Figure 20
Figure 20 |  |  | Storage installed capacity and energy storage capacity, NEM (2024-25 to 2049-50, Step Change)
Installed capacity (GW) | 2024-25 | 2025-26 | 2026-27 | 2027-28 | 2028-29 | 2029-30 | 2030-31 | 2031-32 | 2032-33 | 2033-34 | 2034-35 | 2035-36 | 2036-37 | 2037-38 | 2038-39 | 2039-40 | 2040-41 | 2041-42 | 2042-43 | 2043-44 | 2044-45 | 2045-46 | 2046-47 | 2047-48 | 2048-49 | 2049-50
Snowy 2.0 | 0 | 0 | 0 | 0 | 2.2 | 2.2 | 2.2 | 2.2 | 2.2 | 2.2 | 2.2 | 2.2 | 2.2 | 2.2 | 2.2 | 2.2 | 2.2 | 2.2 | 2.2 | 2.2 | 2.2 | 2.2 | 2.2 | 2.2 | 2.2 | 2.2
Borumba | 0 | 0 | 0 | 0 | 0 | 0 | 0 | 1.998 | 1.998 | 1.998 | 1.998 | 1.998 | 1.998 | 1.998 | 1.998 | 1.998 | 1.998 | 1.998 | 1.998 | 1.998 | 1.998 | 1.998 | 1.998 | 1.998 | 1.998 | 1.998
Deep storage | 0.247 | 0.247 | 0.247 | 0.247 | 0.247 | 0.247 | 0.82768 | 0.82768 | 0.82768 | 0.82768 | 0.97884 | 0.97884 | 0.97884 | 1.4135 | 1.4135 | 1.4135 | 1.4135 | 1.4135 | 1.4135 | 1.4135 | 2.4817 | 2.4817 | 2.4817 | 2.4817 | 2.4817 | 2.4817
Medium storage | 0.82 | 2.1422 | 2.7672 | 3.3356 | 3.3356 | 4.8058 | 4.7658 | 4.8058 | 4.7658 | 4.7658 | 4.8058 | 4.7658 | 4.7658 | 4.8058 | 4.7658 | 4.7658 | 4.7658 | 4.7658 | 4.7658 | 4.8058 | 4.989 | 3.7069 | 3.0419 | 3.0419 | 3.5503 | 2.7302
Shallow storage | 2.4241 | 5.6282 | 6.8806 | 9.1576 | 10.6256 | 10.6533 | 11.2572 | 11.3308 | 11.5072 | 11.4254 | 11.5444 | 11.4708 | 11.4274 | 11.4944 | 11.3158 | 11.3158 | 11.3158 | 11.0038 | 10.9499 | 10.5667 | 9.8058 | 8.2111 | 6.3615 | 4.4532 | 2.8004 | 2.5969
Coordinated CER storage | 0.46529 | 0.86514 | 1.3388 | 1.9371 | 2.6204 | 3.7439 | 4.7706 | 5.8465 | 7.0423 | 8.3615 | 9.8395 | 11.4647 | 12.9774 | 14.6274 | 16.4137 | 18.0601 | 19.7507 | 21.4725 | 23.2721 | 25.1267 | 27.1018 | 29.1642 | 31.1519 | 33.2017 | 35.2982 | 37.2971
Passive CER storage | 1.0268 | 1.4347 | 1.7984 | 2.1486 | 2.44 | 2.8256 | 3.2732 | 3.6886 | 4.0944 | 4.4919 | 4.8883 | 5.2844 | 5.585 | 5.8803 | 6.1561 | 6.3516 | 6.4996 | 6.6207 | 6.7089 | 6.7695 | 6.8277 | 6.886 | 6.8901 | 6.8928 | 6.8524 | 6.778
Energy storage (GWh) | 2024-25 | 2025-26 | 2026-27 | 2027-28 | 2028-29 | 2029-30 | 2030-31 | 2031-32 | 2032-33 | 2033-34 | 2034-35 | 2035-36 | 2036-37 | 2037-38 | 2038-39 | 2039-40 | 2040-41 | 2041-42 | 2042-43 | 2043-44 | 2044-45 | 2045-46 | 2046-47 | 2047-48 | 2048-49 | 2049-50
Snowy 2.0 | 0 | 0 | 0 | 0 | 349.8 | 349.8 | 349.8 | 349.8 | 349.8 | 349.8 | 349.8 | 349.8 | 349.8 | 349.8 | 349.8 | 349.8 | 349.8 | 349.8 | 349.8 | 349.8 | 349.8 | 349.8 | 349.8 | 349.8 | 349.8 | 349.8
Borumba | 0 | 0 | 0 | 0 | 0 | 0 | 0 | 47.952 | 47.952 | 47.952 | 47.952 | 47.952 | 47.952 | 47.952 | 47.952 | 47.952 | 47.952 | 47.952 | 47.952 | 47.952 | 47.952 | 47.952 | 47.952 | 47.952 | 47.952 | 47.952
Deep storage | 6.271 | 6.271 | 6.271 | 6.271 | 6.271 | 6.271 | 32.2072 | 32.2072 | 32.2072 | 32.2072 | 38.6707 | 38.6708 | 38.6708 | 54.4428 | 54.4428 | 54.4428 | 54.4428 | 54.4428 | 54.4428 | 54.4428 | 77.8077 | 77.8077 | 77.8077 | 77.8077 | 77.8077 | 77.8077
Medium storage | 7.7 | 13.3847 | 16.9847 | 20.0586 | 20.0586 | 31.6432 | 31.4831 | 31.6432 | 31.4831 | 31.4831 | 31.6432 | 31.4831 | 31.4831 | 31.6432 | 31.4831 | 31.4831 | 31.4831 | 31.4831 | 31.4831 | 31.6432 | 33.2692 | 27.7445 | 23.9845 | 23.9845 | 27.8916 | 21.5032
Shallow storage | 3.6449 | 9.9757 | 11.7281 | 14.6036 | 16.0711 | 16.1361 | 17.3953 | 17.5424 | 17.7703 | 17.6475 | 17.8151 | 17.668 | 17.6062 | 17.7401 | 17.383 | 17.383 | 17.383 | 16.9077 | 16.7997 | 16.5216 | 15.2997 | 12.6822 | 9.8705 | 7.5123 | 5.6642 | 5.1964
Coordinated CER storage | 0.93058 | 1.7303 | 2.6777 | 3.8743 | 5.2409 | 7.4878 | 10.1714 | 13.2516 | 16.8754 | 21.0478 | 25.8396 | 31.2279 | 36.6928 | 42.7343 | 49.35 | 55.9881 | 63.0163 | 70.4087 | 78.2587 | 86.5206 | 95.3251 | 104.6063 | 114.04 | 123.8995 | 134.1545 | 143.7163
Passive CER storage | 2.2505 | 3.196 | 3.9969 | 4.7482 | 5.329 | 6.1583 | 7.0617 | 7.851 | 8.5915 | 9.2963 | 10.0855 | 10.9272 | 11.4859 | 12.0428 | 12.5305 | 12.9334 | 13.1795 | 13.3331 | 13.4166 | 13.4482 | 13.5636 | 13.7365 | 13.6926 | 13.6702 | 13.5539 | 13.4012

## Figure 21
Figure 21 |  |  | Impact of coordinated CER on average operational demand by time of day, NEM (GW, 2030 to 2050, Step Change)
| 00:00 | 00:30 | 01:00 | 01:30 | 02:00 | 02:30 | 03:00 | 03:30 | 04:00 | 04:30 | 05:00 | 05:30 | 06:00 | 06:30 | 07:00 | 07:30 | 08:00 | 08:30 | 09:00 | 09:30 | 10:00 | 10:30 | 11:00 | 11:30 | 12:00 | 12:30 | 13:00 | 13:30 | 14:00 | 14:30 | 15:00 | 15:30 | 16:00 | 16:30 | 17:00 | 17:30 | 18:00 | 18:30 | 19:00 | 19:30 | 20:00 | 20:30 | 21:00 | 21:30 | 22:00 | 22:30 | 23:00 | 23:30 | 00:00 | 00:00 | 00:30 | 01:00 | 01:30 | 02:00 | 02:30 | 03:00 | 03:30 | 04:00 | 04:30 | 05:00 | 05:30 | 06:00 | 06:30 | 07:00 | 07:30 | 08:00 | 08:30 | 09:00 | 09:30 | 10:00 | 10:30 | 11:00 | 11:30 | 12:00 | 12:30 | 13:00 | 13:30 | 14:00 | 14:30 | 15:00 | 15:30 | 16:00 | 16:30 | 17:00 | 17:30 | 18:00 | 18:30 | 19:00 | 19:30 | 20:00 | 20:30 | 21:00 | 21:30 | 22:00 | 22:30 | 23:00 | 23:30 | 00:00 | 00:00 | 00:30 | 01:00 | 01:30 | 02:00 | 02:30 | 03:00 | 03:30 | 04:00 | 04:30 | 05:00 | 05:30 | 06:00 | 06:30 | 07:00 | 07:30 | 08:00 | 08:30 | 09:00 | 09:30 | 10:00 | 10:30 | 11:00 | 11:30 | 12:00 | 12:30 | 13:00 | 13:30 | 14:00 | 14:30 | 15:00 | 15:30 | 16:00 | 16:30 | 17:00 | 17:30 | 18:00 | 18:30 | 19:00 | 19:30 | 20:00 | 20:30 | 21:00 | 21:30 | 22:00 | 22:30 | 23:00 | 23:30 | 00:00
Grid demand without coordinated CER storage | 25.5489 | 24.9064 | 24.2819 | 23.7019 | 23.2043 | 22.857 | 22.6204 | 22.509 | 22.5801 | 22.8108 | 23.4127 | 24.0695 | 24.7882 | 25.0086 | 24.2701 | 22.9729 | 21.3932 | 19.6401 | 18.1641 | 16.916 | 16.0274 | 15.2401 | 14.6778 | 14.4077 | 14.4168 | 14.6857 | 15.029 | 15.6574 | 16.6043 | 17.8621 | 19.4696 | 21.3267 | 23.4926 | 25.9063 | 28.0401 | 29.7424 | 30.5856 | 30.8935 | 30.6587 | 30.3245 | 29.9023 | 29.2989 | 28.7031 | 28.0118 | 27.472 | 26.9072 | 26.55 | 26.279 | 26.279 | 34.0714 | 33.3367 | 32.6296 | 31.8928 | 31.2683 | 30.7671 | 30.3714 | 30.1148 | 30.0738 | 30.2562 | 30.8284 | 31.5364 | 32.2776 | 32.5141 | 31.3525 | 29.647 | 27.9018 | 25.9046 | 24.1978 | 23.2105 | 22.6213 | 22.1285 | 21.9456 | 21.7578 | 21.684 | 21.8211 | 21.7112 | 21.871 | 22.3001 | 23.162 | 24.8765 | 26.9193 | 29.5645 | 32.7968 | 35.8456 | 38.249 | 39.3731 | 39.8677 | 39.6607 | 39.3492 | 39.0047 | 38.3984 | 37.7966 | 37.0383 | 36.4486 | 35.7816 | 35.3529 | 35.0314 | 35.0314 | 37.771 | 37.1805 | 36.6233 | 35.9396 | 35.4174 | 34.9354 | 34.5078 | 34.2925 | 34.2259 | 34.4639 | 35.0029 | 35.788 | 36.8526 | 37.2891 | 36.1875 | 34.4573 | 32.9629 | 31.2739 | 30.1605 | 30.171 | 29.9558 | 29.5901 | 29.7169 | 29.5225 | 29.4415 | 29.6406 | 29.4344 | 29.5237 | 29.6596 | 29.6177 | 30.4711 | 31.6392 | 33.9083 | 37.2005 | 40.4899 | 42.9461 | 43.9886 | 44.5055 | 44.1835 | 43.7553 | 43.3366 | 42.5575 | 41.8931 | 41.0383 | 40.3592 | 39.7174 | 39.2282 | 38.977 | 38.977
Grid demand with coordinated CER storage | 25.5156 | 24.8743 | 24.2493 | 23.6706 | 23.1719 | 22.8247 | 22.5875 | 22.4766 | 22.5452 | 22.776 | 23.3798 | 24.039 | 24.7644 | 24.9958 | 24.27 | 22.9916 | 21.4319 | 19.6997 | 18.2459 | 17.0285 | 16.1615 | 15.4066 | 14.8622 | 14.6132 | 14.6252 | 14.8879 | 15.2408 | 15.8524 | 16.7774 | 18.0056 | 19.5666 | 21.3777 | 23.5112 | 25.8922 | 27.9647 | 29.5926 | 30.3929 | 30.6931 | 30.4651 | 30.1659 | 29.7737 | 29.1978 | 28.6258 | 27.9458 | 27.4232 | 26.8657 | 26.5118 | 26.2416 | 26.2416 | 33.5541 | 32.7485 | 32.0883 | 31.4122 | 30.8041 | 30.3294 | 29.9418 | 29.6948 | 29.6441 | 29.7605 | 30.2773 | 31.017 | 31.836 | 32.2454 | 31.305 | 29.885 | 28.6095 | 27.4369 | 26.6527 | 26.2882 | 26.0653 | 26.004 | 25.9129 | 25.8037 | 25.8022 | 25.9213 | 26.0463 | 26.2991 | 26.6679 | 27.1618 | 28 | 28.8663 | 30.3721 | 32.2918 | 33.7038 | 34.6396 | 35.0262 | 35.4973 | 35.3905 | 35.4675 | 35.7057 | 35.7048 | 35.5629 | 35.2944 | 34.9685 | 34.5905 | 34.3144 | 33.9829 | 33.9829 | 35.7548 | 35.3105 | 34.8365 | 34.3172 | 33.8501 | 33.4187 | 33.0487 | 32.8047 | 32.6017 | 32.6686 | 32.9072 | 33.8384 | 35.1214 | 36.1832 | 36.1632 | 36.0245 | 36.8035 | 37.6494 | 38.1818 | 38.4208 | 38.2937 | 38.199 | 37.9792 | 37.5911 | 37.1794 | 37.0016 | 36.9734 | 36.9573 | 36.9792 | 36.7258 | 36.7795 | 36.2159 | 36.0937 | 37.09 | 37.4884 | 37.5102 | 37.3459 | 37.5991 | 37.0745 | 37.0277 | 37.1102 | 37.1602 | 37.0414 | 36.7661 | 36.5502 | 36.2411 | 35.9061 | 35.5967 | 35.5967
Minimum of grid demand with/without coordinated CER storage | 25.5156 | 24.8743 | 24.2493 | 23.6706 | 23.1719 | 22.8247 | 22.5875 | 22.4766 | 22.5452 | 22.776 | 23.3798 | 24.039 | 24.7644 | 24.9958 | 24.27 | 22.9729 | 21.3932 | 19.6401 | 18.1641 | 16.916 | 16.0274 | 15.2401 | 14.6778 | 14.4077 | 14.4168 | 14.6857 | 15.029 | 15.6574 | 16.6043 | 17.8621 | 19.4696 | 21.3267 | 23.4926 | 25.8922 | 27.9647 | 29.5926 | 30.3929 | 30.6931 | 30.4651 | 30.1659 | 29.7737 | 29.1978 | 28.6258 | 27.9458 | 27.4232 | 26.8657 | 26.5118 | 26.2416 | 26.2416 | 33.5541 | 32.7485 | 32.0883 | 31.4122 | 30.8041 | 30.3294 | 29.9418 | 29.6948 | 29.6441 | 29.7605 | 30.2773 | 31.017 | 31.836 | 32.2454 | 31.305 | 29.647 | 27.9018 | 25.9046 | 24.1978 | 23.2105 | 22.6213 | 22.1285 | 21.9456 | 21.7578 | 21.684 | 21.8211 | 21.7112 | 21.871 | 22.3001 | 23.162 | 24.8765 | 26.9193 | 29.5645 | 32.2918 | 33.7038 | 34.6396 | 35.0262 | 35.4973 | 35.3905 | 35.4675 | 35.7057 | 35.7048 | 35.5629 | 35.2944 | 34.9685 | 34.5905 | 34.3144 | 33.9829 | 33.9829 | 35.7548 | 35.3105 | 34.8365 | 34.3172 | 33.8501 | 33.4187 | 33.0487 | 32.8047 | 32.6017 | 32.6686 | 32.9072 | 33.8384 | 35.1214 | 36.1832 | 36.1632 | 34.4573 | 32.9629 | 31.2739 | 30.1605 | 30.171 | 29.9558 | 29.5901 | 29.7169 | 29.5225 | 29.4415 | 29.6406 | 29.4344 | 29.5237 | 29.6596 | 29.6177 | 30.4711 | 31.6392 | 33.9083 | 37.09 | 37.4884 | 37.5102 | 37.3459 | 37.5991 | 37.0745 | 37.0277 | 37.1102 | 37.1602 | 37.0414 | 36.7661 | 36.5502 | 36.2411 | 35.9061 | 35.5967 | 35.5967
Blank series | 0 | 0 | 0 | 0 | 0 | 0 | 0 | 0 | 0 | 0 | 0 | 0 | 0 | 0 | 0 | 0 | 0 | 0 | 0 | 0 | 0 | 0 | 0 | 0 | 0 | 0 | 0 | 0 | 0 | 0 | 0 | 0 | 0 | 0 | 0 | 0 | 0 | 0 | 0 | 0 | 0 | 0 | 0 | 0 | 0 | 0 | 0 | 0 | 0 | 0 | 0 | 0 | 0 | 0 | 0 | 0 | 0 | 0 | 0 | 0 | 0 | 0 | 0 | 0 | 0 | 0 | 0 | 0 | 0 | 0 | 0 | 0 | 0 | 0 | 0 | 0 | 0 | 0 | 0 | 0 | 0 | 0 | 0 | 0 | 0 | 0 | 0 | 0 | 0 | 0 | 0 | 0 | 0 | 0 | 0 | 0 | 0 | 0 | 0 | 0 | 0 | 0 | 0 | 0 | 0 | 0 | 0 | 0 | 0 | 0 | 0 | 0 | 0 | 0 | 0 | 0 | 0 | 0 | 0 | 0 | 0 | 0 | 0 | 0 | 0 | 0 | 0 | 0 | 0 | 0 | 0 | 0 | 0 | 0 | 0 | 0 | 0 | 0 | 0 | 0 | 0 | 0 | 0 | 0 | 0 | 0 | 0
Energy into coordinated CER storage | 0 | 0 | 0 | 0 | 0 | 0 | 0 | 0 | 0 | 0 | 0 | 0 | 0 | 0 | 0 | 0.018763 | 0.038746 | 0.059605 | 0.081784 | 0.11258 | 0.13413 | 0.16655 | 0.18447 | 0.20551 | 0.20845 | 0.20226 | 0.21177 | 0.19498 | 0.17312 | 0.14346 | 0.097025 | 0.051011 | 0.018557 | 0 | 0 | 0 | 0 | 0 | 0 | 0 | 0 | 0 | 0 | 0 | 0 | 0 | 0 | 0 | 0 | 0 | 0 | 0 | 0 | 0 | 0 | 0 | 0 | 0 | 0 | 0 | 0 | 0 | 0 | 0 | 0.23803 | 0.70773 | 1.5323 | 2.4549 | 3.0777 | 3.4441 | 3.8755 | 3.9673 | 4.0459 | 4.1183 | 4.1002 | 4.3351 | 4.4281 | 4.3678 | 3.9998 | 3.1235 | 1.947 | 0.80759 | 0 | 0 | 0 | 0 | 0 | 0 | 0 | 0 | 0 | 0 | 0 | 0 | 0 | 0 | 0 | 0 | 0 | 0 | 0 | 0 | 0 | 0 | 0 | 0 | 0 | 0 | 0 | 0 | 0 | 0 | 0 | 1.5672 | 3.8406 | 6.3755 | 8.0212 | 8.2497 | 8.338 | 8.6089 | 8.2623 | 8.0687 | 7.7379 | 7.3609 | 7.5389 | 7.4336 | 7.3196 | 7.1081 | 6.3085 | 4.5767 | 2.1855 | 0 | 0 | 0 | 0 | 0 | 0 | 0 | 0 | 0 | 0 | 0 | 0 | 0 | 0 | 0 | 0
Energy out of coordinated CER storage | 0.033229 | 0.032046 | 0.032594 | 0.031263 | 0.032382 | 0.032316 | 0.032914 | 0.03239 | 0.034877 | 0.034791 | 0.032981 | 0.030532 | 0.023816 | 0.012785 | 0.00014313 | 0 | 0 | 0 | 0 | 0 | 0 | 0 | 0 | 0 | 0 | 0 | 0 | 0 | 0 | 0 | 0 | 0 | 0 | 0.014042 | 0.075412 | 0.14986 | 0.19264 | 0.20041 | 0.19357 | 0.15858 | 0.12858 | 0.10116 | 0.077273 | 0.066045 | 0.048823 | 0.041558 | 0.038168 | 0.037388 | 0.037388 | 0.51727 | 0.58821 | 0.54129 | 0.48055 | 0.46425 | 0.43771 | 0.42957 | 0.42005 | 0.42967 | 0.49575 | 0.55108 | 0.5194 | 0.44161 | 0.26873 | 0.047475 | 0 | 0 | 0 | 0 | 0 | 0 | 0 | 0 | 0 | 0 | 0 | 0 | 0 | 0 | 0 | 0 | 0 | 0 | 0.50502 | 2.1418 | 3.6094 | 4.3468 | 4.3704 | 4.2702 | 3.8817 | 3.299 | 2.6936 | 2.2337 | 1.7439 | 1.48 | 1.1911 | 1.0385 | 1.0485 | 1.0485 | 2.0163 | 1.8699 | 1.7868 | 1.6225 | 1.5673 | 1.5166 | 1.4591 | 1.4878 | 1.6243 | 1.7953 | 2.0957 | 1.9496 | 1.7312 | 1.1059 | 0.024243 | 0 | 0 | 0 | 0 | 0 | 0 | 0 | 0 | 0 | 0 | 0 | 0 | 0 | 0 | 0 | 0 | 0 | 0 | 0.11051 | 3.0015 | 5.436 | 6.6427 | 6.9064 | 7.109 | 6.7276 | 6.2264 | 5.3973 | 4.8517 | 4.2723 | 3.8089 | 3.4763 | 3.3221 | 3.3803 | 3.3803

## Figure 22
Figure 22 |  |  | Storage and hydro energy balances, NEM (TWh, 2040, Step Change)
Note: Pumped hydro included as large-scale storage, not as hydro
Month | Storage Charging | Captured Hydro Inflow | Storage Generation | Hydro Generation | Storage Losses | Net Balance
Jan | 3477.0796 | 352.0938 | -3037.6535 | -652.4538 | -775.8183 | -636.7522
Feb | 3022.9736 | 507.1575 | -2065.3746 | -364.4733 | -675.3366 | 424.9466
Mar | 3424.7618 | 507.3191 | -3014.4749 | -1278.9933 | -757.7227 | -1119.11
Apr | 3335.9675 | 830.2806 | -2385.0943 | -899.2497 | -740.4132 | 141.4909
May | 3222.8358 | 1118.0313 | -2498.3062 | -1865.9642 | -703.6995 | -727.1028
Jun | 2681.3531 | 1412.8213 | -2318.4752 | -2679.5547 | -575.3118 | -1479.1673
Jul | 3150.6345 | 1758.3617 | -2619.2504 | -1790.9309 | -688.3321 | -189.5173
Aug | 3394.6755 | 2055.8047 | -2649.5745 | -1061.3758 | -753.1321 | 986.3978
Sep | 3491.2235 | 1586.4393 | -2568.1399 | -676.6048 | -775.0292 | 1057.8889
Oct | 3479.6524 | 986.1678 | -2896.7686 | -574.1612 | -771.0936 | 223.7968
Nov | 3242.6198 | 1030.2205 | -2381.3886 | -481.4421 | -718.2037 | 691.8059
Dec | 3340.3413 | 885.0548 | -2489.3421 | -562.689 | -748.0806 | 425.2844

## Figure 23
Figure 23 |  |  | Gas-powered generation offtake, NEM (TJ/day 2014-15 and 2039-40, Step Change)
Gas-powered generation offtake
Year
Month | 2014-15 | 2022-23 | 2029-30 | 2039-40
Jul | 802.828 | 814.2209 | 211.7532 | 27.8873
| 719.256 | 582.4925 | 93.873 | 196.9016
| 676.5765 | 394.3679 | 38.1026 | 950
| 672.6575 | 546.0631 | 34.4442 | 998.2587
| 566.6571 | 777.5448 | 31.6966 | 203.2736
| 636.0715 | 769.9334 | 23.8859 | 65.1792
| 647.4698 | 600.3048 | 28.114 | 215.6935
| 641.8698 | 630.7887 | 26.4521 | 357.3674
| 660.2046 | 714.7576 | 170.2924 | 215.838
| 702.113 | 488.4473 | 370.7866 | 45.3155
| 630.5572 | 799.054 | 524.4406 | 386.8831
| 646.4838 | 1000.5682 | 694.3798 | 1357.7678
| 559.8789 | 900.6974 | 289.8569 | 2013.5785
| 773.4265 | 908.7545 | 199.7372 | 2261.097
| 696.8961 | 613.5284 | 168.0837 | 1103.2136
| 578.0327 | 196.1275 | 56.0229 | 1345.3591
| 559.9965 | 221.3844 | 49.0216 | 1077.5201
| 748.0161 | 708.4771 | 60.0845 | 522.4646
| 554.0508 | 588.9388 | 55.4377 | 505.2248
| 500.5401 | 577.0498 | 28.1125 | 584.8061
| 885.0017 | 416.4221 | 81.3275 | 382.1575
| 804.436 | 294.9114 | 81.5607 | 42.3895
| 632.8667 | 283.0668 | 77.509 | 531.3154
| 570.4436 | 196.7365 | 38.6722 | 765.1938
| 578.7356 | 323.3973 | 187.3771 | 651.2998
| 539.3732 | 398.6546 | 288.3356 | 581.2068
| 423.705 | 471.4599 | 175.4394 | 949.6634
| 519.7738 | 563.6203 | 126.3039 | 995.5678
| 507.4452 | 530.0514 | 26.8206 | 970.1676
| 494.3815 | 165.5988 | 31.0321 | 815.0814
| 537.7446 | 167.9224 | 29.2126 | 82.6033
Aug | 625.458 | 287.9951 | 120.4709 | 110.3864
| 615.2035 | 248.2096 | 20.3075 | 329.2256
| 607.375 | 180.4359 | 20.1871 | 943.0259
| 723.2937 | 152.0148 | 35.0317 | 661.8158
| 789.855 | 256.356 | 30.7882 | 26.7305
| 678.8842 | 372.8583 | 26.7305 | 293.0389
| 696.3035 | 525.4977 | 31.3908 | 257.0561
| 636.7404 | 666.1408 | 52.0975 | 26.7305
| 397.4607 | 500.6781 | 77.2897 | 27.3248
| 447.8591 | 278.2205 | 42.8027 | 207.4148
| 666.8857 | 323.7286 | 27.5521 | 292.7824
| 647.5018 | 437.9062 | 26.7305 | 274.0815
| 635.706 | 339.3488 | 35.9546 | 26.7305
| 604.5215 | 202.9007 | 32.7475 | 26.9674
| 523.0227 | 353.7677 | 27.503 | 50.1143
| 415.0477 | 559.8068 | 102.2938 | 171.4347
| 399.3349 | 268.5955 | 54.3854 | 145.0858
| 644.1699 | 290.8157 | 30.3758 | 251.761
| 687.1973 | 179.7649 | 25.2014 | 436.5482
| 628.3137 | 460.6181 | 37.4761 | 247.8849
| 623.8859 | 282.3805 | 71.1738 | 48.6996
| 615.6069 | 288.6566 | 97.509 | 68.6205
| 543.7445 | 435.0219 | 125.3655 | 101.6521
| 509.3327 | 437.4505 | 95.2272 | 1004.5669
| 701.8544 | 654.615 | 136.7532 | 992.8818
| 739.8265 | 476.412 | 109.1772 | 336.1169
| 724.1657 | 175.1217 | 136.6447 | 511.3032
| 725.8205 | 93.0978 | 265.4135 | 309.6103
| 767.7354 | 212.0906 | 195.2473 | 596.1424
| 543.6463 | 403.1323 | 91.5746 | 1331.6206
| 384.1592 | 425.9599 | 26.7305 | 1206.6738
Sep | 652.1994 | 414.4815 | 41.001 | 608.2805
| 751.1776 | 380.9488 | 70.5375 | 26.7305
| 709.4313 | 401.8404 | 100.8903 | 37.9511
| 790.859 | 380.3381 | 57.9602 | 280.4237
| 767.0118 | 386.8908 | 26.7305 | 503.294
| 539.4161 | 355.2695 | 27.801 | 162.3609
| 393.585 | 238.9035 | 121.9835 | 26.7305
| 453.7485 | 142.3451 | 98.0235 | 26.7305
| 471.6445 | 157.3674 | 26.7305 | 164.868
| 515.6986 | 165.7861 | 37.7661 | 214.6016
| 698.1809 | 213.0975 | 27.6858 | 36.3034
| 661.8733 | 351.9204 | 32.4116 | 60.4933
| 478.7267 | 256.0415 | 35.1932 | 65.1418
| 384.2493 | 116.5913 | 30.6358 | 53.6345
| 601.6923 | 244.8933 | 31.2101 | 267.6106
| 553.8953 | 109.0932 | 110.7233 | 183.3061
| 519.5526 | 55.6001 | 61.455 | 26.7305
| 580.147 | 120.8851 | 28.2634 | 43.2088
| 535.8553 | 335.2242 | 53.7986 | 40.8969
| 454.0901 | 197.4204 | 78.531 | 27.0197
| 353.8155 | 289.9144 | 167.6412 | 30.3369
| 485.3507 | 258.446 | 124.3856 | 57.6509
| 499.9102 | 190.4493 | 41.5252 | 188.128
| 569.0532 | 160.8888 | 20.0479 | 280.418
| 570.2309 | 202.0484 | 33.1352 | 41.3916
| 571.9312 | 273.6337 | 49.4042 | 75.0606
| 428.8104 | 197.2898 | 21.2338 | 313.376
| 283.169 | 253.699 | 21.8497 | 310.8081
| 388.7548 | 191.0284 | 27.7074 | 103.1427
| 379.0302 | 193.0909 | 26.8031 | 30.8826
Oct | 451.0916 | 189.2459 | 27.0674 | 21.3844
| 477.511 | 189.7926 | 26.7305 | 27.7883
| 524.9064 | 219.0901 | 32.7609 | 64.6364
| 507.5296 | 122.1688 | 36.1825 | 51.4984
| 490.577 | 263.1625 | 39.2871 | 71.2822
| 453.7485 | 316.5731 | 37.6535 | 282.9503
| 578.1109 | 203.5489 | 29.7 | 330.4817
| 616.977 | 229.5474 | 45.0442 | 169.5799
| 571.438 | 347.4343 | 38.8742 | 157.911
| 539.8157 | 246.2518 | 23.647 | 591.2492
| 532.2485 | 166.3334 | 20.1817 | 510.9141
| 459.7991 | 270.9735 | 22.1362 | 26.7305
| 430.0072 | 250.9466 | 26.7305 | 26.7305
| 504.4771 | 177.1733 | 26.7305 | 26.7305
| 599.0722 | 196.1581 | 26.7305 | 26.7305
| 561.9081 | 161.6771 | 26.7305 | 26.7305
| 512.2666 | 154.5558 | 28.0072 | 26.7305
| 453.4968 | 175.3632 | 31.0413 | 26.7305
| 417.6563 | 176.2294 | 28.3084 | 249.3992
| 561.0786 | 188.2765 | 30.0072 | 397.3515
| 663.5742 | 344.3175 | 36.7862 | 180.2312
| 658.6309 | 233.7374 | 26.5879 | 49.4693
| 673.9455 | 121.5804 | 29.8673 | 423.3685
| 675.6479 | 251.5222 | 20.9938 | 199.3271
| 573.9592 | 344.3551 | 28.0496 | 103.5739
| 513.6192 | 239.2022 | 30.6113 | 68.0319
| 632.7464 | 181.2647 | 28.0696 | 28.654
| 607.2005 | 150.1271 | 27.4371 | 48.9979
| 647.2843 | 149.8215 | 26.7305 | 30.8859
| 692.1135 | 99.537 | 28.7297 | 44.8496
| 620.918 | 223.9011 | 29.1662 | 135.8227
Nov | 561.3552 | 151.2183 | 27.006 | 127.233
| 563.7373 | 123.8669 | 26.7305 | 202.6884
| 658.6961 | 153.7624 | 28.3282 | 93.5545
| 638.9547 | 147.2636 | 30.6123 | 26.8365
| 669.1515 | 157.7163 | 37.2873 | 28.3234
| 640.9728 | 110.9662 | 27.6009 | 194.9592
| 663.2764 | 222.04 | 26.7305 | 249.7031
| 573.642 | 256.5091 | 30.4153 | 59.0004
| 675.896 | 109.9845 | 37.9316 | 22.8776
| 740.1352 | 206.9384 | 34.1689 | 35.6372
| 684.2664 | 231.7738 | 32.8524 | 62.4842
| 820.309 | 156.8511 | 24.5699 | 57.2014
| 800.1602 | 211.8805 | 31.5999 | 29.1284
| 792.9315 | 251.4949 | 39.5216 | 25.7281
| 700.5054 | 267.9744 | 19.6094 | 30.268
| 677.863 | 259.1495 | 27.1457 | 233.1808
| 767.5474 | 208.9239 | 27.391 | 133.5554
| 817.4519 | 138.6685 | 31.2525 | 53.1564
| 830.4394 | 99.6531 | 31.2525 | 26.7305
| 837.2168 | 146.9908 | 31.2525 | 26.7305
| 949.0686 | 172.3005 | 29.651 | 26.7305
| 709.2794 | 187.8367 | 29.4626 | 26.7305
| 777.7048 | 235.3247 | 33.6077 | 27.5847
| 750.856 | 225.2194 | 35.7745 | 26.7305
| 767.1893 | 200.6375 | 35.7745 | 26.7305
| 758.5722 | 121.3384 | 62.1623 | 26.7305
| 732.0146 | 113.661 | 47.9104 | 26.7305
| 752.7883 | 173.5343 | 28.8973 | 474.2603
| 720.9029 | 181.2891 | 57.8331 | 420.2572
| 719.2982 | 95.7679 | 69.0869 | 47.4061
Dec | 734.4904 | 109.6826 | 42.1204 | 576.1777
| 772.194 | 107.6869 | 29.1691 | 772.2471
| 779.3186 | 94.7133 | 33.8695 | 167.2926
| 818.0119 | 113.3496 | 38.8653 | 21.3844
| 743.9536 | 150.2998 | 26.7305 | 60.8035
| 581.9791 | 327.4679 | 37.9538 | 76.5348
| 581.0265 | 205.4568 | 28.4116 | 26.7305
| 779.246 | 200.5374 | 21.9153 | 30.7421
| 742.6379 | 106.6024 | 20.0479 | 26.7305
| 721.4414 | 78.4943 | 23.6465 | 29.4241
| 620.8803 | 102.5624 | 26.7305 | 90.3811
| 550.1267 | 184.7523 | 27.3989 | 54.1295
| 588.2636 | 159.3654 | 27.39 | 26.8792
| 558.5158 | 149.2172 | 31.7333 | 27.5985
| 716.2456 | 125.2863 | 30.5283 | 25.9509
| 617.3881 | 98.0458 | 32.0862 | 94.0077
| 700.2176 | 64.3777 | 28.389 | 61.4403
| 621.7322 | 49.6346 | 24.9129 | 79.9275
| 563.703 | 78.8067 | 30.8018 | 31.3398
| 556.3204 | 88.715 | 33.257 | 21.3844
| 593.6391 | 133.9368 | 34.3139 | 39.148
| 653.3335 | 109.6115 | 31.2525 | 34.7972
| 618.9074 | 111.5206 | 30.5564 | 26.7305
| 516.4177 | 100.997 | 24.5699 | 26.7305
| 476.8009 | 116.3249 | 20.8452 | 26.7305
| 475.5468 | 174.7392 | 23.8069 | 29.044
| 391.7902 | 223.7237 | 26.7305 | 26.7305
| 336.5685 | 126.9453 | 28.1764 | 31.6599
| 355.5893 | 76.5603 | 26.7305 | 30.3666
| 481.6041 | 85.8249 | 26.7305 | 28.7885
| 531.639 | 95.2347 | 26.7305 | 35.9305
Jan | 647.2444 | 184.9199 | 26.7305 | 22.0299
| 837.9179 | 110.908 | 26.7305 | 27.9205
| 595.1212 | 157.7041 | 49.3077 | 26.7305
| 394.4527 | 174.1183 | 26.7305 | 26.7305
| 563.6892 | 146.3807 | 20.744 | 79.1747
| 663.0323 | 52.0345 | 20.0479 | 25.8324
| 845.1496 | 93.5565 | 22.2755 | 21.3844
| 706.9726 | 173.1247 | 26.9728 | 24.9485
| 499.6397 | 168.5409 | 28.8622 | 49.1119
| 323.2384 | 180.2876 | 33.962 | 68.9589
| 309.5099 | 315.9741 | 31.2525 | 47.3724
| 546.5769 | 225.225 | 31.2525 | 48.1482
| 496.538 | 273.0734 | 31.2525 | 34.166
| 597.5564 | 161.7167 | 81.8455 | 27.0257
| 792.1194 | 79.8105 | 223.2048 | 25.1713
| 730.5479 | 295.925 | 158.8708 | 256.1836
| 619.453 | 319.7478 | 61.2389 | 806.534
| 494.3068 | 200.3951 | 32.5622 | 859.4247
| 602.4764 | 86.859 | 27.0788 | 479.4515
| 529.1302 | 83.0494 | 26.7305 | 280.6517
| 539.4893 | 62.0883 | 33.7837 | 28.5827
| 592.52 | 91.7316 | 42.4515 | 45.7449
| 599.0238 | 152.3391 | 30.4549 | 317.2343
| 436.3192 | 167.6443 | 106.5853 | 387.0098
| 515.1295 | 166.1801 | 37.2612 | 85.7453
| 575.8352 | 175.8977 | 26.7305 | 32.157
| 606.0134 | 185.9774 | 26.7305 | 33.6111
| 493.8386 | 265.6512 | 26.9995 | 27.0681
| 503.7518 | 316.3861 | 26.9748 | 21.6072
| 587.2326 | 259.2376 | 27.4033 | 21.3844
| 476.2832 | 202.8727 | 28.1995 | 95.0612
Feb | 509.8713 | 225.7401 | 26.898 | 81.6533
| 592.7577 | 315.5288 | 62.1766 | 26.7305
| 562.4625 | 242.5947 | 28.7925 | 26.9958
| 552.1766 | 118.855 | 23.1108 | 36.1412
| 635.0978 | 123.71 | 20.0479 | 29.82
| 723.1238 | 123.7322 | 20.0479 | 26.7305
| 594.4675 | 113.8666 | 35.6307 | 28.4424
| 488.6839 | 109.8353 | 30.4678 | 26.7305
| 656.0989 | 242.0437 | 44.4223 | 31.5263
| 727.405 | 149.7867 | 51.6001 | 47.6199
| 769.8238 | 80.0488 | 60.1951 | 204.7468
| 771.0219 | 139.0716 | 56.9839 | 333.5564
| 839.9258 | 147.0737 | 32.5291 | 293.2396
| 721.8264 | 134.6732 | 28.9564 | 113.0863
| 476.8398 | 264.9371 | 26.7305 | 87.4634
| 543.2003 | 397.2424 | 26.7305 | 72.6928
| 508.6177 | 203.0124 | 34.7213 | 26.7305
| 459.4123 | 136.7774 | 34.2535 | 54.7805
| 551.5735 | 112.6498 | 44.5969 | 245.4248
| 569.8794 | 172.172 | 31.0101 | 336.8306
| 530.8511 | 88.816 | 26.7305 | 189.0975
| 549.5085 | 226.1228 | 26.7305 | 74.1164
| 573.8442 | 284.7371 | 26.7305 | 64.1123
| 546.2554 | 170.4536 | 26.7305 | 26.7305
| 513.8823 | 104.1488 | 23.9461 | 42.0648
| 585.2454 | 88.978 | 20.229 | 26.7305
| 596.207 | 146.7163 | 22.6999 | 193.887
| 434.4861 | 163.8696 | 132.9755 | 64.8089
Mar | 410.6935 | 167.382 | 39.3934 | 56.0902
| 609.5065 | 178.9867 | 48.4697 | 56.0697
| 585.7424 | 162.4039 | 39.1509 | 25.3402
| 607.0198 | 217.7087 | 51.5548 | 54.9115
| 585.153 | 153.7047 | 42.388 | 72.4827
| 517.1806 | 258.155 | 61.5807 | 208.6088
| 482.1867 | 224.1303 | 28.5236 | 395.5004
| 417.0972 | 247.2756 | 32.3951 | 234.1411
| 615.318 | 259.4962 | 38.447 | 139.7001
| 687.4828 | 216.5307 | 36.4792 | 180.0856
| 724.7391 | 212.71 | 42.4345 | 600.847
| 756.9898 | 200.7843 | 82.2101 | 502.3353
| 780.0347 | 263.218 | 53.5911 | 292.0385
| 651.6008 | 332.3233 | 44.0599 | 417.0602
| 638.3158 | 343.6657 | 36.461 | 488.7238
| 731.0401 | 372.2079 | 31.2525 | 511.2411
| 742.8521 | 430.8422 | 40.3938 | 242.8146
| 789.5827 | 275.1317 | 47.381 | 234.4349
| 772.3986 | 235.1673 | 100.7196 | 574.094
| 793.0873 | 156.3238 | 92.8838 | 545.5838
| 642.6452 | 300.2138 | 36.5059 | 733.4369
| 494.0455 | 311.7097 | 31.3945 | 714.5161
| 568.6533 | 274.0769 | 42.5242 | 284.6204
| 617.0179 | 217.1434 | 35.149 | 112.7423
| 529.6194 | 132.5961 | 37.5803 | 157.7793
| 499.5775 | 206.0611 | 57.3536 | 127.9011
| 499.3245 | 523.932 | 28.703 | 350.1115
| 449.4028 | 484.5036 | 26.7305 | 520.6053
| 330.1624 | 286.2365 | 26.7305 | 200.6302
| 494.3231 | 342.0608 | 27.7059 | 41.1885
| 511.4228 | 264.9309 | 36.8485 | 26.7305
Apr | 459.0459 | 213.6726 | 41.5522 | 26.7305
| 411.9756 | 163.8843 | 28.9895 | 28.4656
| 407.4082 | 318.8289 | 27.1933 | 69.78
| 424.1525 | 303.655 | 26.7305 | 76.494
| 405.4233 | 303.5668 | 21.4401 | 35.1821
| 446.5711 | 229.4746 | 55.7928 | 21.6736
| 534.0165 | 89.7383 | 50.4042 | 21.3844
| 480.3495 | 104.3425 | 31.9869 | 450.0813
| 572.464 | 93.3063 | 30.5563 | 532.5071
| 582.9231 | 205.6822 | 28.406 | 131.9836
| 475.4542 | 251.252 | 29.2609 | 64.1196
| 396.1969 | 303.5282 | 50.045 | 57.5899
| 549.0458 | 296.7645 | 55.0623 | 97.8008
| 500.3483 | 184.5289 | 27.5044 | 326.6017
| 494.4543 | 172.39 | 28.4896 | 364.7364
| 531.4877 | 250.8428 | 26.8413 | 40.9549
| 572.0047 | 383.3957 | 26.952 | 31.1129
| 437.8875 | 298.4617 | 26.7305 | 27.0084
| 422.5766 | 333.1296 | 26.7305 | 21.6072
| 570.0443 | 379.4587 | 26.7305 | 41.7113
| 515.6472 | 328.461 | 26.7305 | 118.3022
| 532.2579 | 156.4187 | 24.1734 | 76.3255
| 607.3245 | 118.2063 | 20.533 | 109.7755
| 596.2711 | 180.9501 | 34.5081 | 172.6346
| 441.9417 | 134.8341 | 24.9074 | 102.4692
| 420.7192 | 124.5511 | 28.118 | 70.0446
| 612.6121 | 208.7455 | 26.9497 | 141.6842
| 570.0837 | 287.4362 | 26.7305 | 200.2748
| 579.667 | 343.3627 | 31.8307 | 97.5009
| 537.504 | 438.6056 | 26.7305 | 189.6858
May | 559.7294 | 424.1347 | 24.2246 | 53.6231
| 364.506 | 255.9982 | 20.0479 | 26.7305
| 361.5014 | 276.5928 | 30.7638 | 34.6829
| 428.477 | 530.4456 | 25.4775 | 75.0794
| 387.7028 | 352.1539 | 33.5987 | 276.7707
| 400.5895 | 290.1097 | 185.5972 | 197.7795
| 467.644 | 309.3493 | 111.5409 | 304.3511
| 510.2205 | 465.1774 | 30.0796 | 961.7941
| 398.9765 | 553.2057 | 34.0153 | 853.2475
| 351.5008 | 529.6688 | 26.7305 | 403.2443
| 461.2051 | 417.6745 | 26.7305 | 294.5633
| 420.3273 | 392.4167 | 30.1514 | 55.8249
| 496.7218 | 192.4179 | 54.8883 | 39.6
| 543.3756 | 233.9941 | 95.3763 | 58.7346
| 460.9602 | 353.6764 | 86.2609 | 89.3814
| 426.8712 | 465.308 | 79.1448 | 272.5392
| 487.7965 | 463.1283 | 99.2541 | 418.5407
| 565.0897 | 504.3774 | 45.2458 | 685.588
| 507.5781 | 477.691 | 21.2697 | 879.0542
| 615.4606 | 170.9652 | 54.1261 | 398.4057
| 674.1128 | 250.1584 | 133.6463 | 169.0763
| 586.6795 | 478.7405 | 234.4561 | 304.5785
| 457.982 | 524.628 | 79.1172 | 624.411
| 484.7135 | 273.3758 | 53.4978 | 991.1624
| 661.109 | 350.0376 | 46.5322 | 678.3843
| 542.0083 | 408.6443 | 29.2357 | 727.72
| 425.7443 | 218.8857 | 22.7097 | 743.2195
| 410.8204 | 168.137 | 28.6465 | 486.1079
| 429.6539 | 347.8025 | 31.8717 | 276.5991
| 336.8483 | 419.7549 | 30.6165 | 26.7305
| 275.2781 | 262.5769 | 92.5809 | 39.5379
Jun | 481.671 | 417.3023 | 132.6513 | 55.0842
| 516.6555 | 306.6721 | 186.9821 | 520.6697
| 516.9734 | 140.2633 | 44.9179 | 1345.6481
| 447.497 | 111.0025 | 41.433 | 1276.0749
| 550.1542 | 186.256 | 85.9873 | 394.2398
| 373.2542 | 229.9259 | 142.5458 | 64.3615
| 295.8241 | 190.6673 | 85.1841 | 269.493
| 290.3198 | 148.7592 | 137.2896 | 328.9589
| 479.9757 | 225.0188 | 87.3565 | 522.558
| 503.7468 | 222.9443 | 63.4637 | 1379.1518
| 489.1602 | 238.5534 | 58.0268 | 1097.9793
| 466.4645 | 210.393 | 43.8719 | 748.2129
| 384.2673 | 202.0811 | 115.3717 | 555.8807
| 367.9988 | 247.103 | 227.8204 | 410.9562
| 668.6218 | 216.756 | 326.1485 | 676.7751
| 627.4795 | 142.2553 | 388.6943 | 1499.5503
| 693.7554 | 122.0526 | 121.2498 | 2011.1247
| 612.1669 | 131.881 | 135.3748 | 2460.6991
| 655.3442 | 395.9726 | 340.7783 | 1155.2548
| 519.9795 | 675.2412 | 580.283 | 815.6199
| 487.2312 | 513.22 | 243.1525 | 1446.7808
| 596.4594 | 405.2289 | 232.8292 | 2390.1853
| 552.1563 | 263.5265 | 217.3852 | 1347.8086
| 634.164 | 105.1646 | 88.7877 | 1690.159
| 674.7855 | 78.8609 | 106.461 | 1777.056
| 616.706 | 336.2345 | 41.972 | 873.4847
| 542.7051 | 448.9558 | 26.7305 | 539.7521
| 541.6422 | 524.7109 | 26.7305 | 164.3867
| 655.079 | 350.6337 | 30.9954 | 29.5216
| 626.6293 | 228.9209 | 59.4895 | 26.7305
| 0 | 318.5898 | 204.6177 | 204.6577

## Figure 24
Figure 24 |  |  | Operability through eight-day renewable drought, NEM except Queensland
Generation, storage and demand (GW)
Technology
Day Label | DateTime | Coal | Rooftop solar | Energy Storage Load | Energy Storage - Offset | Energy Storage | Gas | Hydro | Load | Utility solar | Wind | Net Imports | Exports | Exports - Offset | DSP | USE
| 2040-06-19 | 0 | 0 | -0.015587 | 0.015587 | 0 | 3.1309 | 3.25 | 25.0133 | 0 | 19.6297 | 0 | 0.4925 | -0.4925 | 0 | 0
| 2040-06-19 00:30 | 0 | 0 | 0 | 0 | 0 | 3.1065 | 3.25 | 24.5292 | 0 | 19.1594 | 0 | 0.4925 | -0.4925 | 0 | 0
| 2040-06-19 01:00 | 0 | 0 | -0.0050189 | 0.0050189 | 0 | 2.9868 | 3.25 | 24.1036 | 0 | 18.8783 | 0 | 0.4925 | -0.4925 | 0 | 0
| 2040-06-19 01:30 | 0 | 0 | -0.0029011 | 0.0029011 | 0 | 3.1869 | 3.3564 | 23.6396 | 0 | 18.1355 | 0 | 0.4925 | -0.4925 | 0 | 0
| 2040-06-19 02:00 | 0 | 0 | 0 | 0 | 0 | 2.7488 | 3.6354 | 23.2023 | 0 | 17.8424 | 0 | 0.4925 | -0.4925 | 0 | 0
| 2040-06-19 02:30 | 0 | 0 | 0 | 0 | 0 | 2.3651 | 3.592 | 22.7794 | 0 | 17.8289 | 0 | 0.4925 | -0.4925 | 0 | 0
| 2040-06-19 03:00 | 0 | 0 | 0 | 0 | 0 | 2.1352 | 3.8769 | 22.4309 | 0 | 17.4479 | 0 | 0.4925 | -0.4925 | 0 | 0
| 2040-06-19 03:30 | 0 | 0 | -0.011557 | 0.011557 | 0 | 1.7342 | 3.6467 | 22.191 | 0 | 17.8355 | 0 | 0.4925 | -0.4925 | 0 | 0
| 2040-06-19 04:00 | 0 | 0 | 0 | 0 | 0 | 2.475 | 3.8946 | 22.0501 | 0 | 16.7013 | 0 | 0.4925 | -0.4925 | 0 | 0
| 2040-06-19 04:30 | 0 | 0 | 0 | 0 | 0 | 3.2417 | 4.3909 | 22.0988 | 0 | 15.3796 | 0 | 0.4925 | -0.4925 | 0 | 0
| 2040-06-19 05:00 | 0 | 0 | 0 | 0 | 0 | 3.9182 | 4.1518 | 22.4096 | 0 | 15.32 | 0 | 0.4925 | -0.4925 | 0 | 0
| 2040-06-19 05:30 | 0 | 0 | -0.0010498 | 0.0010498 | 0 | 4.708 | 4.5149 | 22.919 | 0 | 14.4723 | 0 | 0.28389 | -0.28389 | 0 | 0
| 2040-06-19 06:00 | 0 | 0 | 0 | 0 | 0.67959 | 4.908 | 4.4327 | 24.1141 | 0 | 14.4829 | 0.12 | 0 | 0 | 0 | 0
| 2040-06-19 06:30 | 0 | 0.019048 | 0 | 0 | 1.7768 | 5.358 | 4.6143 | 25.8387 | 0 | 14.3695 | 0.145 | 0 | 0 | 0 | 0
| 2040-06-19 07:00 | 0 | 0.30803 | -0.020158 | 0.020158 | 2.4026 | 5.8013 | 4.6958 | 27.4076 | 0.27689 | 14.2124 | 0.145 | 0 | 0 | 0 | 0
| 2040-06-19 07:30 | 0 | 1.5186 | -0.020358 | 0.020358 | 0.94469 | 5.8837 | 4.7955 | 28.8947 | 1.0614 | 14.6181 | 0.56469 | 0 | 0 | 0 | 0
| 2040-06-19 08:00 | 0 | 3.8323 | -0.024805 | 0.024805 | 0 | 4.1803 | 4.8001 | 29.8462 | 2.4291 | 13.4743 | 1.6075 | 0 | 0 | 0 | 0
| 2040-06-19 08:30 | 0 | 6.0982 | -1.3945 | 1.3945 | 0 | 1.8962 | 4.8649 | 30.5658 | 3.8614 | 13.2581 | 2.7686 | 0 | 0 | 0 | 0
| 2040-06-19 09:00 | 0 | 8.3008 | -2.5238 | 2.5238 | 0 | 0.68278 | 3.7489 | 31.3356 | 5.672 | 13.4768 | 2.7968 | 0 | 0 | 0 | 0
| 2040-06-19 09:30 | 0 | 10.033 | -2.6659 | 2.6659 | 0 | 0.3 | 3.25 | 32.6779 | 6.8905 | 13.4705 | 2.0406 | 0 | 0 | 0 | 0
| 2040-06-19 10:00 | 0 | 10.9942 | -3.2635 | 3.2635 | 0 | 0.3 | 3.25 | 33.6057 | 7.1149 | 13.9452 | 1.8646 | 0 | 0 | 0 | 0
| 2040-06-19 10:30 | 0 | 12.812 | -5.2065 | 5.2065 | 0 | 0.1919 | 2.63 | 34.5643 | 8.0861 | 14.9645 | 1.6075 | 0 | 0 | 0 | 0
| 2040-06-19 11:00 | 0 | 13.6587 | -5.607 | 5.607 | 0 | 0.3 | 2.8974 | 34.8151 | 7.8183 | 14.6638 | 1.6075 | 0 | 0 | 0 | 0
| 2040-06-19 11:30 | 0 | 13.3294 | -6.1249 | 6.1249 | 0 | 0.3 | 2.63 | 34.6102 | 7.8054 | 15.5862 | 1.6075 | 0 | 0 | 0 | 0
2040-06-19 12:00 | 2040-06-19 12:00 | 0 | 13.8694 | -7.3228 | 7.3228 | 0 | 0.3 | 2.63 | 34.691 | 7.3915 | 16.7395 | 1.6075 | 0 | 0 | 0 | 0
| 2040-06-19 12:30 | 0 | 13.457 | -8.1093 | 8.1093 | 0 | 0.3 | 2.63 | 34.2286 | 7.1012 | 17.7671 | 1.6075 | 0 | 0 | 0 | 0
| 2040-06-19 13:00 | 0 | 12.048 | -8.2272 | 8.2272 | 0 | 0.3 | 2.63 | 33.6465 | 6.7631 | 19.0507 | 1.6075 | 0 | 0 | 0 | 0
| 2040-06-19 13:30 | 0 | 11.383 | -8.9526 | 8.9526 | 0 | 0.3 | 2.63 | 32.4234 | 6.2645 | 19.7157 | 1.6075 | 0 | 0 | 0 | 0
| 2040-06-19 14:00 | 0 | 9.967 | -9.0861 | 9.0861 | 0 | 0.3 | 2.63 | 31.4882 | 6.5033 | 20.0929 | 1.6075 | 0 | 0 | 0 | 0
| 2040-06-19 14:30 | 0 | 8.6041 | -8.702 | 8.702 | 0 | 0.3 | 2.63 | 30.5898 | 6.4584 | 20.2181 | 1.6075 | 0 | 0 | 0 | 0
| 2040-06-19 15:00 | 0 | 7.5629 | -8.4827 | 8.4827 | 0 | 0.3 | 2.63 | 30.3225 | 7.0221 | 20.2093 | 1.6075 | 0 | 0 | 0 | 0
| 2040-06-19 15:30 | 0 | 6.394 | -5.0986 | 5.0986 | 0 | 0.8843 | 2.63 | 30.2741 | 5.4049 | 20.3134 | 0.21351 | 0 | 0 | 0 | 0
| 2040-06-19 16:00 | 0 | 4.2538 | -3.0871 | 3.0871 | 0 | 1.6913 | 2.612 | 29.8221 | 4.024 | 20.8423 | 0 | 0.054002 | -0.054002 | 0 | 0
| 2040-06-19 16:30 | 0 | 2.0026 | -0.36173 | 0.36173 | 0 | 4.0135 | 3.5411 | 30.4972 | 1.2454 | 20.9148 | 0 | 0.4925 | -0.4925 | 0 | 0
| 2040-06-19 17:00 | 0 | 0.45026 | -0.4 | 0.4 | 0 | 5.9826 | 3.8376 | 30.9267 | 0.13375 | 21.1276 | 0.045 | 0 | 0 | 0 | 0
| 2040-06-19 17:30 | 0 | 0.013132 | -0.1875 | 0.1875 | 1.1129 | 6.2106 | 4.036 | 31.9114 | 0.004869 | 20.7895 | 0.12 | 0 | 0 | 0 | 0
| 2040-06-19 18:00 | 0 | 0 | -0.014104 | 0.014104 | 1.2709 | 6.1876 | 3.8884 | 32.3754 | 0 | 21.0305 | 0.12 | 0 | 0 | 0 | 0
| 2040-06-19 18:30 | 0 | 0 | -0.1875 | 0.1875 | 1.7262 | 6.2106 | 3.9268 | 32.2032 | 0 | 20.5409 | 0.12 | 0 | 0 | 0 | 0
| 2040-06-19 19:00 | 0 | 0 | -0.32191 | 0.32191 | 2.3715 | 6.1876 | 3.8213 | 31.4573 | 0 | 19.4371 | 0.12 | 0 | 0 | 0 | 0
| 2040-06-19 19:30 | 0 | 0 | -0.19079 | 0.19079 | 3.2963 | 6.2106 | 4.0234 | 31.6947 | 0 | 18.439 | 0.12 | 0 | 0 | 0 | 0
| 2040-06-19 20:00 | 0 | 0 | -0.5875 | 0.5875 | 3.1 | 6.2106 | 3.789 | 30.7429 | 0 | 18.3023 | 0.12 | 0 | 0 | 0 | 0
| 2040-06-19 20:30 | 0 | 0 | -0.69502 | 0.69502 | 2.6207 | 6.1876 | 3.7473 | 30.2878 | 0 | 18.5171 | 0.12 | 0 | 0 | 0 | 0
| 2040-06-19 21:00 | 0 | 0 | -0.4 | 0.4 | 2.0555 | 6.2106 | 3.7473 | 29.7636 | 0 | 18.2569 | 0.12 | 0 | 0 | 0 | 0
| 2040-06-19 21:30 | 0 | 0 | -0.43338 | 0.43338 | 1.1046 | 6.1876 | 3.7473 | 28.9967 | 0 | 18.5445 | 0.12 | 0 | 0 | 0 | 0
| 2040-06-19 22:00 | 0 | 0 | -0.54898 | 0.54898 | 0.92897 | 5.9056 | 3.7473 | 28.3013 | 0 | 18.4771 | 0.12 | 0 | 0 | 0 | 0
| 2040-06-19 22:30 | 0 | 0 | -0.65451 | 0.65451 | 0.24232 | 5.7877 | 3.6362 | 26.7121 | 0 | 18.1077 | 0 | 0.044381 | -0.044381 | 0 | 0
| 2040-06-19 23:00 | 0 | 0 | -0.31686 | 0.31686 | 0.21931 | 5.8006 | 3.7464 | 27.18 | 0 | 18.3987 | 0 | 0.3374 | -0.3374 | 0 | 0
| 2040-06-19 23:30 | 0 | 0 | -0.655 | 0.655 | 0.15621 | 5.7776 | 3.7247 | 26.5308 | 0 | 18.3005 | 0 | 0.44626 | -0.44626 | 0 | 0
| 2040-06-20 | 0 | 0 | -1.6103 | 1.6103 | 0.03 | 5.8148 | 3.4462 | 25.4137 | 0 | 18.258 | 0 | 0.17326 | -0.17326 | 0 | 0
| 2040-06-20 00:30 | 0 | 0 | -1.4169 | 1.4169 | 0 | 5.7867 | 3.3305 | 24.8168 | 0 | 17.9059 | 0 | 0.44428 | -0.44428 | 0 | 0
| 2040-06-20 01:00 | 0 | 0 | -1.7208 | 1.7208 | 0 | 5.0834 | 3.0567 | 24.088 | 0 | 18.4981 | 0 | 0.4925 | -0.4925 | 0 | 0
| 2040-06-20 01:30 | 0 | 0 | -1.7765 | 1.7765 | 0 | 4.1884 | 2.9646 | 23.3858 | 0 | 18.8295 | 0 | 0.4925 | -0.4925 | 0 | 0
| 2040-06-20 02:00 | 0 | 0 | -1.8191 | 1.8191 | 0 | 3.9206 | 2.8086 | 22.6656 | 0 | 18.5515 | 0 | 0.4675 | -0.4675 | 0 | 0
| 2040-06-20 02:30 | 0 | 0 | -1.5096 | 1.5096 | 0 | 3.2986 | 2.879 | 22.0664 | 0 | 18.188 | 0 | 0.4675 | -0.4675 | 0 | 0
| 2040-06-20 03:00 | 0 | 0 | -2.1097 | 2.1097 | 0 | 3.659 | 2.7646 | 21.6432 | 0 | 18.1267 | 0 | 0.4675 | -0.4675 | 0 | 0
| 2040-06-20 03:30 | 0 | 0 | -2.9679 | 2.9679 | 0 | 4.5974 | 2.7683 | 21.3699 | 0 | 17.7832 | 0 | 0.4675 | -0.4675 | 0 | 0
| 2040-06-20 04:00 | 0 | 0 | -1.4868 | 1.4868 | 0 | 3.3979 | 2.8888 | 21.2123 | 0 | 17.2058 | 0 | 0.4675 | -0.4675 | 0 | 0
| 2040-06-20 04:30 | 0 | 0 | -3.1866 | 3.1866 | 0 | 5.2184 | 2.959 | 21.2934 | 0 | 17.1223 | 0 | 0.4675 | -0.4675 | 0 | 0
| 2040-06-20 05:00 | 0 | 0 | -2.4754 | 2.4754 | 0 | 5.2529 | 3.0768 | 21.7948 | 0 | 16.7581 | 0 | 0.4675 | -0.4675 | 0 | 0
| 2040-06-20 05:30 | 0 | 0 | -1.8637 | 1.8637 | 0 | 5.6644 | 3.7195 | 22.6761 | 0 | 16.0062 | 0 | 0.4925 | -0.4925 | 0 | 0
| 2040-06-20 06:00 | 0 | 0 | -1.2299 | 1.2299 | 0 | 5.8512 | 4.0095 | 24.584 | 0 | 16.4019 | 0 | 0.11386 | -0.11386 | 0 | 0
| 2040-06-20 06:30 | 0 | 0.017135 | -0.5875 | 0.5875 | 1.1846 | 6.3501 | 4.217 | 26.8082 | 0 | 15.9262 | 0 | 0.090584 | -0.090584 | 0 | 0
| 2040-06-20 07:00 | 0 | 0.77885 | -0.5875 | 0.5875 | 2.0807 | 6.1082 | 4.5589 | 28.7082 | 0.33453 | 15.0474 | 0.6325 | 0 | 0 | 0 | 0
| 2040-06-20 07:30 | 0 | 3.296 | -0.88174 | 0.88174 | 0.95837 | 6.0082 | 4.3823 | 30.6029 | 1.4417 | 14.8632 | 0.53336 | 0 | 0 | 0 | 0
| 2040-06-20 08:00 | 0 | 6.9457 | -2.8846 | 2.8846 | 0 | 2.7762 | 4.5139 | 31.8064 | 4.6583 | 13.8258 | 2.1948 | 0 | 0 | 0 | 0
| 2040-06-20 08:30 | 0 | 11.0836 | -5.7399 | 5.7399 | 0 | 0.28504 | 3.13 | 32.2358 | 9.6916 | 12.6813 | 1.12 | 0 | 0 | 0 | 0
| 2040-06-20 09:00 | 0 | 14.5974 | -11.0462 | 11.0462 | 0 | 0.17 | 3.126 | 32.547 | 12.1991 | 12.337 | 1.12 | 0 | 0 | 0 | 0
| 2040-06-20 09:30 | 0 | 17.026 | -12.8177 | 12.8177 | 0 | 0.17 | 3.126 | 33.6163 | 12.6046 | 12.3773 | 1.12 | 0 | 0 | 0 | 0
| 2040-06-20 10:00 | 0 | 18.7474 | -12.6281 | 12.6281 | 0 | 0.17 | 2.6014 | 34.6102 | 12.4001 | 12.4153 | 1.12 | 0 | 0 | 0 | 0
| 2040-06-20 10:30 | 0 | 20.6984 | -13.4112 | 13.4112 | 0 | 0.17 | 2.5 | 35.7313 | 12.1111 | 12.7589 | 1.12 | 0 | 0 | 0 | 0
| 2040-06-20 11:00 | 0 | 20.8309 | -13.2183 | 13.2183 | 0 | 0.17 | 3.1255 | 36.2225 | 11.6865 | 12.5534 | 1.12 | 0 | 0 | 0 | 0
| 2040-06-20 11:30 | 0 | 20.7273 | -12.4379 | 12.4379 | 0 | 0.17 | 2.5112 | 36.2767 | 11.423 | 13.0033 | 1.12 | 0 | 0 | 0 | 0
2040-06-20 12:00 | 2040-06-20 12:00 | 0 | 20.9115 | -12.4866 | 12.4866 | 0 | 0.17 | 2.467 | 36.1948 | 11.294 | 12.7539 | 1.12 | 0 | 0 | 0 | 0
| 2040-06-20 12:30 | 0 | 20.1274 | -12.5402 | 12.5402 | 0 | 0.17 | 2.467 | 35.4915 | 11.235 | 13.2799 | 1.12 | 0 | 0 | 0 | 0
| 2040-06-20 13:00 | 0 | 18.7889 | -12.2323 | 12.2323 | 0 | 0.17 | 2.6603 | 34.4508 | 11.2112 | 12.7752 | 1.12 | 0 | 0 | 0 | 0
| 2040-06-20 13:30 | 0 | 17.2438 | -11.8152 | 11.8152 | 0 | 0.17 | 2.5969 | 33.127 | 11.7221 | 12.2565 | 1.12 | 0 | 0 | 0 | 0
| 2040-06-20 14:00 | 0 | 16.1944 | -12.0671 | 12.0671 | 0 | 0.17 | 2.8915 | 31.8633 | 11.8174 | 11.8772 | 1.12 | 0 | 0 | 0 | 0
| 2040-06-20 14:30 | 0 | 14.4899 | -11.1555 | 11.1555 | 0 | 0.17 | 3.0218 | 30.6137 | 11.8833 | 11.6527 | 1.12 | 0 | 0 | 0 | 0
| 2040-06-20 15:00 | 0 | 12.553 | -10.4208 | 10.4208 | 0 | 0.185 | 3.0761 | 29.7974 | 12.1572 | 11.2718 | 1.12 | 0 | 0 | 0 | 0
| 2040-06-20 15:30 | 0 | 9.7502 | -4.6124 | 4.6124 | 0 | 1.2755 | 4.356 | 29.2062 | 7.5642 | 10.8147 | 0.12489 | 0 | 0 | 0 | 0
| 2040-06-20 16:00 | 0 | 6.1923 | -2.5145 | 2.5145 | 0 | 5.654 | 4.5053 | 29.1997 | 5.1533 | 10.5231 | 0 | 0.4675 | -0.4675 | 0 | 0
| 2040-06-20 16:30 | 0 | 2.2902 | 0 | 0 | 1.8335 | 8.6399 | 4.8239 | 29.765 | 1.2883 | 10.3245 | 0.50325 | 0 | 0 | 0 | 0
| 2040-06-20 17:00 | 0 | 0.2497 | 0 | 0 | 4.4462 | 9.3139 | 5.8069 | 30.8315 | 0.13864 | 9.7089 | 1.12 | 0 | 0 | 0.068 | 0
| 2040-06-20 17:30 | 0 | 0.0079438 | 0 | 0 | 4.6737 | 9.3139 | 6.734 | 32.0657 | 0.0041954 | 10.1672 | 1.12 | 0 | 0 | 0.068 | 0
| 2040-06-20 18:00 | 0 | 0 | 0 | 0 | 6.5125 | 9.3139 | 6.0496 | 32.3409 | 0 | 9.3153 | 1.12 | 0 | 0 | 0.068 | 0
| 2040-06-20 18:30 | 0 | 0 | 0 | 0 | 7.7064 | 9.3139 | 5.9779 | 32.2805 | 0 | 8.1588 | 1.12 | 0 | 0 | 0.068 | 0
| 2040-06-20 19:00 | 0 | 0 | 0 | 0 | 8.5794 | 9.3152 | 5.563 | 31.8983 | 0 | 7.2643 | 1.12 | 0 | 0 | 0.068 | 0
| 2040-06-20 19:30 | 0 | 0 | 0 | 0 | 9.5979 | 9.3152 | 4.963 | 31.7516 | 0 | 6.7425 | 1.12 | 0 | 0 | 0.068 | 0
| 2040-06-20 20:00 | 0 | 0 | 0 | 0 | 9.4805 | 9.3152 | 4.905 | 31.4516 | 0 | 6.6174 | 1.12 | 0 | 0 | 0.068 | 0
| 2040-06-20 20:30 | 0 | 0 | 0 | 0 | 9.1481 | 9.3152 | 5.5065 | 30.9665 | 0 | 5.8205 | 1.12 | 0 | 0 | 0.068 | 0
| 2040-06-20 21:00 | 0 | 0 | 0 | 0 | 9.114 | 9.3152 | 4.939 | 30.1748 | 0 | 5.6727 | 1.12 | 0 | 0 | 0.068 | 0
| 2040-06-20 21:30 | 0 | 0 | 0 | 0 | 8.0167 | 9.3152 | 4.939 | 29.1861 | 0 | 5.7813 | 1.12 | 0 | 0 | 0.068 | 0
| 2040-06-20 22:00 | 0 | 0 | 0 | 0 | 6.8798 | 9.3152 | 5.361 | 28.3995 | 0 | 5.7112 | 1.12 | 0 | 0 | 0.068 | 0
| 2040-06-20 22:30 | 0 | 0 | 0 | 0 | 6.373 | 9.3152 | 5.061 | 27.3238 | 0 | 5.441 | 1.12 | 0 | 0 | 0.068 | 0
| 2040-06-20 23:00 | 0 | 0 | 0 | 0 | 5.5717 | 9.3152 | 5.0343 | 26.9505 | 0 | 5.8958 | 1.12 | 0 | 0 | 0.068 | 0
| 2040-06-20 23:30 | 0 | 0 | 0 | 0 | 4.9989 | 9.3152 | 5.1373 | 26.3938 | 0 | 5.8094 | 1.12 | 0 | 0 | 0.068 | 0
| 2040-06-21 | 0 | 0 | 0 | 0 | 4.325 | 8.7019 | 7.1213 | 25.919 | 0 | 5.4042 | 0.38916 | 0 | 0 | 0 | 0
| 2040-06-21 00:30 | 0 | 0 | 0 | 0 | 3.8111 | 8.7019 | 7.1213 | 25.4511 | 0 | 5.2225 | 0.6325 | 0 | 0 | 0 | 0
| 2040-06-21 01:00 | 0 | 0 | 0 | 0 | 3.9036 | 8.7019 | 7.1213 | 24.9784 | 0 | 4.7345 | 0.5361 | 0 | 0 | 0 | 0
| 2040-06-21 01:30 | 0 | 0 | 0 | 0 | 3.342 | 8.7019 | 7.1213 | 24.5996 | 0 | 4.8295 | 0.6325 | 0 | 0 | 0 | 0
| 2040-06-21 02:00 | 0 | 0 | 0 | 0 | 2.8062 | 8.7019 | 7.1213 | 24.019 | 0 | 4.9526 | 0.45627 | 0 | 0 | 0 | 0
| 2040-06-21 02:30 | 0 | 0 | 0 | 0 | 2.9748 | 8.7019 | 7.1213 | 23.6236 | 0 | 4.2924 | 0.56115 | 0 | 0 | 0 | 0
| 2040-06-21 03:00 | 0 | 0 | 0 | 0 | 2.421 | 8.667 | 7.2033 | 23.2383 | 0 | 4.6423 | 0.32184 | 0 | 0 | 0 | 0
| 2040-06-21 03:30 | 0 | 0 | 0 | 0 | 2.3109 | 8.5236 | 7.2033 | 22.9993 | 0 | 4.8144 | 0.145 | 0 | 0 | 0 | 0
| 2040-06-21 04:00 | 0 | 0 | 0 | 0 | 2.3607 | 8.474 | 7.2033 | 22.888 | 0 | 4.7352 | 0.11026 | 0 | 0 | 0 | 0
| 2040-06-21 04:30 | 0 | 0 | 0 | 0 | 2.2569 | 8.4756 | 7.2033 | 22.9817 | 0 | 4.8709 | 0.1656 | 0 | 0 | 0 | 0
| 2040-06-21 05:00 | 0 | 0 | 0 | 0 | 2.6642 | 8.5159 | 7.2233 | 23.3828 | 0 | 4.8269 | 0.145 | 0 | 0 | 0 | 0
| 2040-06-21 05:30 | 0 | 0 | 0 | 0 | 3.5132 | 8.5159 | 7.2233 | 24.1322 | 0 | 4.7333 | 0.145 | 0 | 0 | 0 | 0
| 2040-06-21 06:00 | 0 | 0 | 0 | 0 | 4.4233 | 9.0019 | 7.2233 | 25.5234 | 0 | 4.7282 | 0.145 | 0 | 0 | 0 | 0
| 2040-06-21 06:30 | 0 | 0.0056934 | 0 | 0 | 5.7611 | 9.0019 | 7.2233 | 27.5406 | 0 | 4.9488 | 0.6325 | 0 | 0 | 0 | 0
| 2040-06-21 07:00 | 0 | 0.49669 | 0 | 0 | 7.1503 | 9.0019 | 7.2233 | 29.4083 | 0.31688 | 4.6233 | 0.6325 | 0 | 0 | 0 | 0
| 2040-06-21 07:30 | 0 | 2.6942 | 0 | 0 | 5.1931 | 8.96 | 7.2233 | 31.2926 | 2.1234 | 4.1007 | 1.0681 | 0 | 0 | 0 | 0
| 2040-06-21 08:00 | 0 | 5.6677 | 0 | 0 | 4.843 | 7.4005 | 5.3553 | 32.3514 | 4.9546 | 3.5054 | 0.6325 | 0 | 0 | 0 | 0
| 2040-06-21 08:30 | 0 | 8.7849 | -1.3153 | 1.3153 | 3.8023 | 4.4862 | 5.3553 | 32.8873 | 9.3438 | 2.7958 | 0 | 0.44272 | -0.44272 | 0 | 0
| 2040-06-21 09:00 | 0 | 11.41 | -1.36 | 1.36 | 1.4267 | 4.4862 | 5.3553 | 33.6145 | 10.3108 | 2.4641 | 0 | 0.5257 | -0.5257 | 0 | 0
| 2040-06-21 09:30 | 0 | 13.6078 | -1.4045 | 1.4045 | 1.0534 | 3.9322 | 5.3553 | 34.6521 | 10.6907 | 2.1347 | 0 | 0.74643 | -0.74643 | 0 | 0
| 2040-06-21 10:00 | 0 | 14.8486 | -1.6708 | 1.6708 | 1.4668 | 3.8071 | 5.3553 | 35.3792 | 10.2389 | 2.3817 | 0 | 1.08 | -1.08 | 0 | 0
| 2040-06-21 10:30 | 0 | 15.6954 | -2.5095 | 2.5095 | 1.9697 | 3.4952 | 5.1723 | 35.8606 | 10.2732 | 2.7453 | 0 | 1.08 | -1.08 | 0 | 0
| 2040-06-21 11:00 | 0 | 16.3329 | -2.563 | 2.563 | 1.4463 | 3.4232 | 5.1723 | 36.1863 | 10.2428 | 3.0869 | 0 | 1.08 | -1.08 | 0 | 0
| 2040-06-21 11:30 | 0 | 16.2611 | -3.1504 | 3.1504 | 1.847 | 3.3232 | 5.1723 | 36.0863 | 9.9393 | 3.6608 | 0 | 1.08 | -1.08 | 0 | 0
| 2040-06-21 12:00 | 0 | 16.3457 | -3.5192 | 3.5192 | 1.5741 | 3.3232 | 5.1723 | 35.8914 | 9.9815 | 3.9816 | 0 | 1.08 | -1.08 | 0 | 0
2040-06-21 12:30 | 2040-06-21 12:30 | 0 | 15.1603 | -3.9963 | 3.9963 | 1.8166 | 3.3232 | 5.0773 | 34.9846 | 10.2128 | 4.3594 | 0 | 1.08 | -1.08 | 0 | 0
| 2040-06-21 13:00 | 0 | 13.6498 | -3.4508 | 3.4508 | 1.3415 | 3.3232 | 5.0773 | 33.7974 | 10.4061 | 4.4132 | 0 | 1.08 | -1.08 | 0 | 0
| 2040-06-21 13:30 | 0 | 12.109 | -3.9441 | 3.9441 | 1.4668 | 3.3232 | 5.0773 | 32.4657 | 10.8374 | 4.608 | 0 | 1.1234 | -1.1234 | 0 | 0
| 2040-06-21 14:00 | 0 | 10.6926 | -3.6261 | 3.6261 | 1.4758 | 3.3232 | 5.0773 | 31.5839 | 10.9836 | 4.6234 | 0 | 1.08 | -1.08 | 0 | 0
| 2040-06-21 14:30 | 0 | 9.1081 | -2.583 | 2.583 | 2.2002 | 3.621 | 5.0773 | 31.006 | 10.3076 | 4.6568 | 0 | 1.4785 | -1.4785 | 0 | 0
| 2040-06-21 15:00 | 0 | 7.4243 | -1.9246 | 1.9246 | 2.2002 | 4.0117 | 5.0773 | 30.5625 | 9.3417 | 4.7383 | 0 | 0.4925 | -0.4925 | 0 | 0
| 2040-06-21 15:30 | 0 | 5.9069 | -0.15154 | 0.15154 | 2.2002 | 6.823 | 5.0773 | 30.4783 | 6.2427 | 4.6772 | 0 | 0.4925 | -0.4925 | 0 | 0
| 2040-06-21 16:00 | 0 | 3.7959 | 0 | 0 | 2.4083 | 8.6259 | 5.1073 | 30.5087 | 4.4969 | 5.4706 | 0.51129 | 0 | 0 | 0 | 0
| 2040-06-21 16:30 | 0 | 1.4518 | 0 | 0 | 5.757 | 9.0019 | 6.9154 | 30.9872 | 1.2151 | 6.5144 | 0.145 | 0 | 0 | 0 | 0
| 2040-06-21 17:00 | 0 | 0.13865 | 0 | 0 | 8.4955 | 9.0019 | 6.9073 | 32.0526 | 0.13799 | 7.2527 | 0.145 | 0 | 0 | 0 | 0
| 2040-06-21 17:30 | 0 | 0.009182 | 0 | 0 | 8.1582 | 9.0019 | 7.1933 | 33.1444 | 0.0047143 | 8.6643 | 0.145 | 0 | 0 | 0 | 0
| 2040-06-21 18:00 | 0 | 0 | 0 | 0 | 8.322 | 9.0019 | 7.0773 | 33.3553 | 0 | 8.8397 | 0.145 | 0 | 0 | 0 | 0
| 2040-06-21 18:30 | 0 | 0 | 0 | 0 | 7.5457 | 9.0019 | 7.1933 | 33.17 | 0 | 9.3232 | 0.145 | 0 | 0 | 0 | 0
| 2040-06-21 19:00 | 0 | 0 | 0 | 0 | 7.3679 | 9.0019 | 7.1933 | 32.8815 | 0 | 9.2163 | 0.145 | 0 | 0 | 0 | 0
| 2040-06-21 19:30 | 0 | 0 | 0 | 0 | 7.2113 | 9.0019 | 7.0773 | 32.6083 | 0 | 9.214 | 0.145 | 0 | 0 | 0 | 0
| 2040-06-21 20:00 | 0 | 0 | 0 | 0 | 7.1873 | 9.1019 | 7.0773 | 32.275 | 0 | 8.7863 | 0.145 | 0 | 0 | 0 | 0
| 2040-06-21 20:30 | 0 | 0 | 0 | 0 | 6.8576 | 9.0459 | 7.1933 | 31.7862 | 0 | 8.5732 | 0.145 | 0 | 0 | 0 | 0
| 2040-06-21 21:00 | 0 | 0 | 0 | 0 | 6.2274 | 8.8873 | 7.1193 | 31.061 | 0 | 8.6348 | 0.145 | 0 | 0 | 0 | 0
| 2040-06-21 21:30 | 0 | 0 | 0 | 0 | 5.7676 | 8.8873 | 7.1933 | 30.1276 | 0 | 7.635 | 0.6325 | 0 | 0 | 0 | 0
| 2040-06-21 22:00 | 0 | 0 | 0 | 0 | 5.4266 | 8.3573 | 6.981 | 29.3509 | 0 | 8.178 | 0.3642 | 0 | 0 | 0 | 0
| 2040-06-21 22:30 | 0 | 0 | 0 | 0 | 5.676 | 8.3573 | 5.8773 | 28.4422 | 0 | 8.0091 | 0.46927 | 0 | 0 | 0 | 0
| 2040-06-21 23:00 | 0 | 0 | 0 | 0 | 5.5834 | 8.1853 | 5.2773 | 27.8634 | 0 | 8.1152 | 0.6325 | 0 | 0 | 0 | 0
| 2040-06-21 23:30 | 0 | 0 | 0 | 0 | 3.7925 | 8.1853 | 6.3648 | 27.5225 | 0 | 8.4785 | 0.6325 | 0 | 0 | 0 | 0
| 2040-06-22 | 0 | 0 | 0 | 0 | 4.4898 | 9.8338 | 6.9613 | 26.8598 | 0 | 5.4042 | 0.19543 | 0 | 0 | 0.071 | 0
| 2040-06-22 00:30 | 0 | 0 | 0 | 0 | 4.0708 | 9.8338 | 6.9613 | 26.2259 | 0 | 5.2225 | 0.145 | 0 | 0 | 0.071 | 0
| 2040-06-22 01:00 | 0 | 0 | 0 | 0 | 3.8209 | 9.8338 | 6.9613 | 25.5016 | 0 | 4.7345 | 0.15646 | 0 | 0 | 0.071 | 0
| 2040-06-22 01:30 | 0 | 0 | 0 | 0 | 3.3481 | 9.3778 | 6.9613 | 24.7709 | 0 | 4.8295 | 0.20017 | 0 | 0 | 0.071 | 0
| 2040-06-22 02:00 | 0 | 0 | 0 | 0 | 2.7918 | 9.1493 | 6.9613 | 24.0498 | 0 | 4.9526 | 0.145 | 0 | 0 | 0.068 | 0
| 2040-06-22 02:30 | 0 | 0 | 0 | 0 | 2.6872 | 8.9763 | 7.0083 | 23.338 | 0 | 4.2924 | 0.29662 | 0 | 0 | 0.068 | 0
| 2040-06-22 03:00 | 0 | 0 | -0.23689 | 0.23689 | 2.2002 | 8.9493 | 7.0083 | 22.7807 | 0 | 4.6423 | 0.12 | 0 | 0 | 0 | 0
| 2040-06-22 03:30 | 0 | 0 | -0.57206 | 0.57206 | 2.2002 | 8.6628 | 7.0083 | 22.4598 | 0 | 4.8144 | 0.25925 | 0 | 0 | 0 | 0
| 2040-06-22 04:00 | 0 | 0 | -0.53551 | 0.53551 | 2.2002 | 8.7317 | 6.9888 | 22.3406 | 0 | 4.7352 | 0.12 | 0 | 0 | 0 | 0
| 2040-06-22 04:30 | 0 | 0 | -0.89787 | 0.89787 | 2.2002 | 8.9763 | 7.0213 | 22.3795 | 0 | 4.8709 | 0.1304 | 0 | 0 | 0 | 0
| 2040-06-22 05:00 | 0 | 0 | -0.37872 | 0.37872 | 2.2002 | 8.9763 | 7.0213 | 23.0457 | 0 | 4.8269 | 0.31232 | 0 | 0 | 0 | 0
| 2040-06-22 05:30 | 0 | 0 | -0.045068 | 0.045068 | 2.8652 | 9.1493 | 7.0213 | 24.0804 | 0 | 4.7333 | 0.26796 | 0 | 0 | 0 | 0
| 2040-06-22 06:00 | 0 | 0 | 0 | 0 | 4.0326 | 9.5352 | 7.0213 | 25.9504 | 0 | 4.7282 | 0.6325 | 0 | 0 | 0.071 | 0
| 2040-06-22 06:30 | 0 | 0.0056934 | 0 | 0 | 6.0419 | 9.5457 | 7.0213 | 28.1776 | 0 | 4.9488 | 0.65411 | 0 | 0 | 0.071 | 0
| 2040-06-22 07:00 | 0 | 0.49669 | 0 | 0 | 6.5768 | 10.0082 | 7.0213 | 30.0744 | 0.31688 | 4.6233 | 1.12 | 0 | 0 | 0.071 | 0
| 2040-06-22 07:30 | 0 | 2.6942 | 0 | 0 | 5.7829 | 9.3542 | 7.0213 | 32.2332 | 2.1234 | 4.1007 | 1.2436 | 0 | 0 | 0.071 | 0
| 2040-06-22 08:00 | 0 | 5.6677 | -0.81218 | 0.81218 | 5.079 | 8.6365 | 6.9533 | 33.5296 | 4.9546 | 3.5054 | 0 | 0.4925 | -0.4925 | 0.071 | 0
| 2040-06-22 08:30 | 0 | 8.7849 | -5.7101 | 5.7101 | 3.7796 | 8.6365 | 6.9533 | 34.1677 | 9.3438 | 2.7958 | 0 | 0.4425 | -0.4425 | 0.071 | 0
| 2040-06-22 09:00 | 0 | 11.41 | -4.9988 | 4.9988 | 1.7614 | 8.6365 | 5.7533 | 34.897 | 10.3108 | 2.4641 | 0 | 0.4425 | -0.4425 | 0.071 | 0
| 2040-06-22 09:30 | 0 | 13.6078 | -7.6676 | 7.6676 | 1.8335 | 8.2932 | 6.9533 | 35.364 | 10.6907 | 2.1347 | 0 | 0.4425 | -0.4425 | 0 | 0
| 2040-06-22 10:00 | 0 | 14.8486 | -8.0208 | 8.0208 | 1.6594 | 8.14 | 6.9773 | 35.7469 | 10.2389 | 2.3817 | 0 | 0.4425 | -0.4425 | 0 | 0
| 2040-06-22 10:30 | 0 | 15.6954 | -6.8164 | 6.8164 | 1.8122 | 7.838 | 5.4641 | 36.5904 | 10.2732 | 2.7453 | 0 | 0.4425 | -0.4425 | 0 | 0
| 2040-06-22 11:00 | 0 | 16.3329 | -7.2416 | 7.2416 | 1.4668 | 7.838 | 6.2983 | 37.6147 | 10.2428 | 3.0869 | 0 | 0.4425 | -0.4425 | 0 | 0
| 2040-06-22 11:30 | 0 | 16.2611 | -5.3256 | 5.3256 | 0 | 7.638 | 6.2983 | 38.0706 | 9.9393 | 3.6608 | 0 | 0.4425 | -0.4425 | 0 | 0
| 2040-06-22 12:00 | 0 | 16.3457 | -7.6661 | 7.6661 | 1.1001 | 7.838 | 6.8983 | 38.0703 | 9.9815 | 3.9816 | 0 | 0.4425 | -0.4425 | 0 | 0
2040-06-22 12:30 | 2040-06-22 12:30 | 0 | 15.1603 | -6.9272 | 6.9272 | 1.1001 | 7.838 | 6.3664 | 37.7008 | 10.2128 | 4.3594 | 0 | 0.4425 | -0.4425 | 0 | 0
| 2040-06-22 13:00 | 0 | 13.6498 | -4.6766 | 4.6766 | 0.022841 | 7.8024 | 5.8483 | 37.0631 | 10.4061 | 4.4132 | 0 | 0.4425 | -0.4425 | 0 | 0
| 2040-06-22 13:30 | 0 | 12.109 | -4.729 | 4.729 | 0.68181 | 7.638 | 5.275 | 35.9709 | 10.8374 | 4.608 | 0 | 0.49206 | -0.49206 | 0 | 0
| 2040-06-22 14:00 | 0 | 10.6926 | -5.0747 | 5.0747 | 0.3667 | 7.838 | 5.275 | 34.3112 | 10.9836 | 4.6234 | 0 | 0.4425 | -0.4425 | 0 | 0
| 2040-06-22 14:30 | 0 | 9.1081 | -5.4219 | 5.4219 | 1.4118 | 7.838 | 5.275 | 32.7276 | 10.3076 | 4.6568 | 0 | 0.4925 | -0.4925 | 0 | 0
| 2040-06-22 15:00 | 0 | 7.4243 | -3.9352 | 3.9352 | 0.7334 | 7.838 | 5.7426 | 31.4142 | 9.3417 | 4.7383 | 0 | 0.52176 | -0.52176 | 0 | 0
| 2040-06-22 15:30 | 0 | 5.9069 | -2.0867 | 2.0867 | 2.2002 | 7.938 | 6.775 | 30.7648 | 6.2427 | 4.6772 | 0 | 0.99108 | -0.99108 | 0 | 0
| 2040-06-22 16:00 | 0 | 3.7959 | 0 | 0 | 2.2002 | 8.6217 | 6.775 | 30.7656 | 4.4969 | 5.4706 | 0 | 0.76481 | -0.76481 | 0 | 0
| 2040-06-22 16:30 | 0 | 1.4518 | 0 | 0 | 5.6286 | 9.4092 | 6.922 | 31.2711 | 1.2151 | 6.5144 | 0.07 | 0 | 0 | 0.068 | 0
| 2040-06-22 17:00 | 0 | 0.13865 | 0 | 0 | 8.2572 | 9.4092 | 6.922 | 32.2144 | 0.13799 | 7.2527 | 0.07 | 0 | 0 | 0.068 | 0
| 2040-06-22 17:30 | 0 | 0.009182 | 0 | 0 | 8.4459 | 9.4092 | 6.622 | 33.2101 | 0.0047143 | 8.6643 | 0.07 | 0 | 0 | 0.068 | 0
| 2040-06-22 18:00 | 0 | 0 | 0 | 0 | 8.2959 | 9.4092 | 6.622 | 33.2215 | 0 | 8.8397 | 0.07 | 0 | 0 | 0.068 | 0
| 2040-06-22 18:30 | 0 | 0 | 0 | 0 | 7.7173 | 9.4092 | 6.622 | 33.126 | 0 | 9.3232 | 0.07 | 0 | 0 | 0.068 | 0
| 2040-06-22 19:00 | 0 | 0 | 0 | 0 | 7.6387 | 9.1442 | 6.622 | 32.6786 | 0 | 9.2163 | 0.07 | 0 | 0 | 0.068 | 0
| 2040-06-22 19:30 | 0 | 0 | 0 | 0 | 7.2983 | 9.1442 | 6.639 | 32.4267 | 0 | 9.214 | 0.095 | 0 | 0 | 0.068 | 0
| 2040-06-22 20:00 | 0 | 0 | 0 | 0 | 7.5235 | 9.1442 | 6.639 | 32.2197 | 0 | 8.7863 | 0.07 | 0 | 0 | 0.068 | 0
| 2040-06-22 20:30 | 0 | 0 | 0 | 0 | 7.3179 | 9.1442 | 6.639 | 31.832 | 0 | 8.5732 | 0.095 | 0 | 0 | 0.068 | 0
| 2040-06-22 21:00 | 0 | 0 | 0 | 0 | 6.7527 | 9.1442 | 6.639 | 31.337 | 0 | 8.6348 | 0.095 | 0 | 0 | 0.068 | 0
| 2040-06-22 21:30 | 0 | 0 | 0 | 0 | 6.947 | 9.1442 | 6.639 | 30.5325 | 0 | 7.635 | 0.095 | 0 | 0 | 0.068 | 0
| 2040-06-22 22:00 | 0 | 0 | 0 | 0 | 5.8669 | 9.0882 | 6.613 | 29.9328 | 0 | 8.178 | 0.095 | 0 | 0 | 0.068 | 0
| 2040-06-22 22:30 | 0 | 0 | 0 | 0 | 5.005 | 9.0882 | 6.613 | 28.9191 | 0 | 8.0091 | 0.095 | 0 | 0 | 0.068 | 0
| 2040-06-22 23:00 | 0 | 0 | 0 | 0 | 4.4617 | 9.0882 | 6.613 | 28.494 | 0 | 8.1152 | 0.095 | 0 | 0 | 0.068 | 0
| 2040-06-22 23:30 | 0 | 0 | 0 | 0 | 3.9959 | 8.8924 | 6.613 | 28.1698 | 0 | 8.4785 | 0.095 | 0 | 0 | 0.068 | 0
| 2040-06-23 | 0 | 0 | 0 | 0 | 5.9099 | 9.4182 | 6.6416 | 27.4924 | 0 | 5.4042 | 0.12 | 0 | 0 | 0.307 | 0
| 2040-06-23 00:30 | 0 | 0 | 0 | 0 | 5.5294 | 9.391 | 6.613 | 26.8836 | 0 | 5.2225 | 0.12 | 0 | 0 | 0.071 | 0
| 2040-06-23 01:00 | 0 | 0 | 0 | 0 | 5.2146 | 9.2702 | 6.613 | 25.9623 | 0 | 4.7345 | 0.12 | 0 | 0 | 0.071 | 0
| 2040-06-23 01:30 | 0 | 0 | 0 | 0 | 4.1705 | 9.2142 | 6.613 | 25.0654 | 0 | 4.8295 | 0.21314 | 0 | 0 | 0.071 | 0
| 2040-06-23 02:00 | 0 | 0 | 0 | 0 | 3.2794 | 9.0343 | 6.613 | 24.1756 | 0 | 4.9526 | 0.25302 | 0 | 0 | 0.071 | 0
| 2040-06-23 02:30 | 0 | 0 | 0 | 0 | 2.9181 | 9.0332 | 6.65 | 23.4162 | 0 | 4.2924 | 0.46488 | 0 | 0 | 0.068 | 0
| 2040-06-23 03:00 | 0 | 0 | 0 | 0 | 2.2002 | 8.8548 | 6.745 | 22.7478 | 0 | 4.6423 | 0.21761 | 0 | 0 | 0.061314 | 0
| 2040-06-23 03:30 | 0 | 0 | -0.050283 | 0.050283 | 2.2002 | 8.3805 | 6.745 | 22.3439 | 0 | 4.8144 | 0.15648 | 0 | 0 | 0 | 0
| 2040-06-23 04:00 | 0 | 0 | 0 | 0 | 2.2002 | 8.3068 | 6.6501 | 22.1148 | 0 | 4.7352 | 0.12 | 0 | 0 | 0 | 0
| 2040-06-23 04:30 | 0 | 0 | -0.1875 | 0.1875 | 2.2002 | 8.1717 | 6.6336 | 21.9936 | 0 | 4.8709 | 0.19977 | 0 | 0 | 0 | 0
| 2040-06-23 05:00 | 0 | 0 | -0.13524 | 0.13524 | 2.2002 | 8.3625 | 6.6566 | 22.1376 | 0 | 4.8269 | 0.12 | 0 | 0 | 0 | 0
| 2040-06-23 05:30 | 0 | 0 | 0 | 0 | 2.2002 | 8.5512 | 6.7279 | 22.468 | 0 | 4.7333 | 0.145 | 0 | 0 | 0 | 0
| 2040-06-23 06:00 | 0 | 0 | 0 | 0 | 2.2218 | 8.9157 | 6.782 | 23.2284 | 0 | 4.7282 | 0.50804 | 0 | 0 | 0 | 0
| 2040-06-23 06:30 | 0 | 0.0056934 | 0 | 0 | 3.173 | 9.2142 | 6.782 | 24.3187 | 0 | 4.9488 | 0.11584 | 0 | 0 | 0.068 | 0
| 2040-06-23 07:00 | 0 | 0.49669 | 0 | 0 | 3.9676 | 9.2142 | 6.782 | 25.6828 | 0.31688 | 4.6233 | 0.2646 | 0 | 0 | 0.068 | 0
| 2040-06-23 07:30 | 0 | 2.6942 | 0 | 0 | 2.9729 | 8.3972 | 6.714 | 27.688 | 2.1234 | 4.1007 | 0.73673 | 0 | 0 | 0.071 | 0
| 2040-06-23 08:00 | 0 | 5.6677 | -1.44 | 1.44 | 3.0979 | 8.131 | 6.414 | 29.8036 | 4.9546 | 3.5054 | 0 | 0.5425 | -0.5425 | 0.071 | 0
| 2040-06-23 08:30 | 0 | 8.7849 | -1.5106 | 1.5106 | 2.0988 | 4.974 | 5.514 | 31.5684 | 9.3438 | 2.7958 | 0 | 0.4925 | -0.4925 | 0 | 0
| 2040-06-23 09:00 | 0 | 11.41 | -5.0835 | 5.0835 | 2.2002 | 6.4135 | 5.7389 | 32.9912 | 10.3108 | 2.4641 | 0 | 0.4925 | -0.4925 | 0 | 0
| 2040-06-23 09:30 | 0 | 13.6078 | -2.4294 | 2.4294 | 1.3394 | 4.2423 | 5.361 | 34.4648 | 10.6907 | 2.1347 | 0 | 0.4925 | -0.4925 | 0 | 0
| 2040-06-23 10:00 | 0 | 14.8486 | -2.364 | 2.364 | 0.7334 | 4.7026 | 5.361 | 35.4131 | 10.2389 | 2.3817 | 0 | 0.4925 | -0.4925 | 0 | 0
| 2040-06-23 10:30 | 0 | 15.6954 | -4.6704 | 4.6704 | 0 | 7.24 | 5.361 | 36.1677 | 10.2732 | 2.7453 | 0 | 0.4925 | -0.4925 | 0 | 0
| 2040-06-23 11:00 | 0 | 16.3329 | -3.3654 | 3.3654 | 1.5067 | 4.06 | 5.361 | 36.7942 | 10.2428 | 3.0869 | 0 | 0.4925 | -0.4925 | 0 | 0
| 2040-06-23 11:30 | 0 | 16.2611 | -2.9743 | 2.9743 | 1.1001 | 4.06 | 5.361 | 36.9938 | 9.9393 | 3.6608 | 0 | 0.4925 | -0.4925 | 0 | 0
| 2040-06-23 12:00 | 0 | 16.3457 | -3.7607 | 3.7607 | 0 | 5.0564 | 5.331 | 36.5353 | 9.9815 | 3.9816 | 0 | 0.4925 | -0.4925 | 0 | 0
| 2040-06-23 12:30 | 0 | 15.1603 | -4.0877 | 4.0877 | 0 | 5.1588 | 5.331 | 35.7052 | 10.2128 | 4.3594 | 0 | 0.5175 | -0.5175 | 0 | 0
2040-06-23 13:00 | 2040-06-23 13:00 | 0 | 13.6498 | -5.9555 | 5.9555 | 0 | 7.119 | 5.331 | 34.5401 | 10.4061 | 4.4132 | 0 | 0.4925 | -0.4925 | 0 | 0
| 2040-06-23 13:30 | 0 | 12.109 | -6.4326 | 6.4326 | 0 | 7.119 | 5.331 | 33.1479 | 10.8374 | 4.608 | 0 | 0.4925 | -0.4925 | 0 | 0
| 2040-06-23 14:00 | 0 | 10.6926 | -6.6721 | 6.6721 | 0 | 7.119 | 5.331 | 31.6549 | 10.9836 | 4.6234 | 0 | 0.4925 | -0.4925 | 0 | 0
| 2040-06-23 14:30 | 0 | 9.1081 | -6.1198 | 6.1198 | 0 | 7.119 | 5.7846 | 30.4278 | 10.3076 | 4.6568 | 0 | 0.49581 | -0.49581 | 0 | 0
| 2040-06-23 15:00 | 0 | 7.4243 | -4.597 | 4.597 | 0 | 7.119 | 6.1049 | 29.6591 | 9.3417 | 4.7383 | 0 | 0.5425 | -0.5425 | 0 | 0
| 2040-06-23 15:30 | 0 | 5.9069 | -2.9321 | 2.9321 | 2.2002 | 7.119 | 6.831 | 29.2238 | 6.2427 | 4.6772 | 0 | 0.97105 | -0.97105 | 0 | 0
| 2040-06-23 16:00 | 0 | 3.7959 | -0.40882 | 0.40882 | 2.2002 | 7.6217 | 6.5931 | 29.2232 | 4.4969 | 5.4706 | 0 | 0.73137 | -0.73137 | 0 | 0
| 2040-06-23 16:30 | 0 | 1.4518 | 0 | 0 | 4.9072 | 8.7427 | 7.014 | 29.6751 | 1.2151 | 6.5144 | 0 | 0.28814 | -0.28814 | 0 | 0
| 2040-06-23 17:00 | 0 | 0.13865 | 0 | 0 | 7.1444 | 9.0493 | 6.959 | 30.3061 | 0.13799 | 7.2527 | 0 | 0.4675 | -0.4675 | 0.068 | 0
| 2040-06-23 17:30 | 0 | 0.009182 | 0 | 0 | 6.8834 | 9.0493 | 6.864 | 31.0971 | 0.0047143 | 8.6643 | 0 | 0.4675 | -0.4675 | 0.068 | 0
| 2040-06-23 18:00 | 0 | 0 | 0 | 0 | 6.9003 | 9.0493 | 6.82 | 31.2308 | 0 | 8.8397 | 0 | 0.4675 | -0.4675 | 0.068 | 0
| 2040-06-23 18:30 | 0 | 0 | 0 | 0 | 6.1727 | 9.0493 | 6.82 | 30.9882 | 0 | 9.3232 | 0 | 0.4675 | -0.4675 | 0.068 | 0
| 2040-06-23 19:00 | 0 | 0 | 0 | 0 | 5.617 | 9.0668 | 6.82 | 30.6932 | 0 | 9.2163 | 0 | 0.10405 | -0.10405 | 0.068 | 0
| 2040-06-23 19:30 | 0 | 0 | 0 | 0 | 5.2376 | 9.0668 | 6.82 | 30.5219 | 0 | 9.214 | 0.095 | 0 | 0 | 0.068 | 0
| 2040-06-23 20:00 | 0 | 0 | 0 | 0 | 5.3743 | 9.0668 | 6.82 | 30.2837 | 0 | 8.7863 | 0.12 | 0 | 0 | 0.068 | 0
| 2040-06-23 20:30 | 0 | 0 | 0 | 0 | 5.339 | 9.0668 | 6.82 | 30.0289 | 0 | 8.5732 | 0.12 | 0 | 0 | 0.068 | 0
| 2040-06-23 21:00 | 0 | 0 | 0 | 0 | 4.999 | 9.0668 | 6.82 | 29.7191 | 0 | 8.6348 | 0.095 | 0 | 0 | 0.068 | 0
| 2040-06-23 21:30 | 0 | 0 | 0 | 0 | 5.2239 | 9.3968 | 6.725 | 29.2223 | 0 | 7.635 | 0.12 | 0 | 0 | 0.068 | 0
| 2040-06-23 22:00 | 0 | 0 | 0 | 0 | 4.2636 | 9.3968 | 6.725 | 28.8019 | 0 | 8.178 | 0.12 | 0 | 0 | 0.068 | 0
| 2040-06-23 22:30 | 0 | 0 | 0 | 0 | 3.6438 | 9.3968 | 6.725 | 28.0173 | 0 | 8.0091 | 0.12 | 0 | 0 | 0.068 | 0
| 2040-06-23 23:00 | 0 | 0 | 0 | 0 | 3.4543 | 9.3968 | 6.572 | 27.7543 | 0 | 8.1152 | 0.095 | 0 | 0 | 0.068 | 0
| 2040-06-23 23:30 | 0 | 0 | 0 | 0 | 2.9648 | 9.3012 | 6.494 | 27.4505 | 0 | 8.4785 | 0.10984 | 0 | 0 | 0.068 | 0
| 2040-06-24 | 0 | 0 | 0 | 0 | 4.734 | 9.7073 | 6.715 | 26.8615 | 0 | 5.4042 | 0.3098 | 0 | 0 | 0.071 | 0
| 2040-06-24 00:30 | 0 | 0 | 0 | 0 | 4.2948 | 9.7073 | 6.715 | 26.0642 | 0 | 5.2225 | 0.12 | 0 | 0 | 0.071 | 0
| 2040-06-24 01:00 | 0 | 0 | 0 | 0 | 4.1508 | 9.7073 | 6.715 | 25.4325 | 0 | 4.7345 | 0.12 | 0 | 0 | 0.071 | 0
| 2040-06-24 01:30 | 0 | 0 | 0 | 0 | 3.1922 | 9.7073 | 6.715 | 24.6075 | 0 | 4.8295 | 0.16049 | 0 | 0 | 0.071 | 0
| 2040-06-24 02:00 | 0 | 0 | 0 | 0 | 2.4499 | 9.5263 | 6.647 | 23.8104 | 0 | 4.9526 | 0.22054 | 0 | 0 | 0.071 | 0
| 2040-06-24 02:30 | 0 | 0 | 0 | 0 | 2.2002 | 9.4857 | 6.647 | 23.0156 | 0 | 4.2924 | 0.38625 | 0 | 0 | 0.071 | 0
| 2040-06-24 03:00 | 0 | 0 | 0 | 0 | 2.2002 | 9.3552 | 5.8863 | 22.4245 | 0 | 4.6423 | 0.28299 | 0 | 0 | 0.068 | 0
| 2040-06-24 03:30 | 0 | 0 | -0.078264 | 0.078264 | 2.2002 | 9.3552 | 5.1574 | 22.0865 | 0 | 4.8144 | 0.55971 | 0 | 0 | 0 | 0
| 2040-06-24 04:00 | 0 | 0 | -0.1875 | 0.1875 | 2.2002 | 9.3108 | 5.2158 | 21.7463 | 0 | 4.7352 | 0.37477 | 0 | 0 | 0 | 0
| 2040-06-24 04:30 | 0 | 0 | -0.471 | 0.471 | 2.2002 | 9.2963 | 5.144 | 21.607 | 0 | 4.8709 | 0.46699 | 0 | 0 | 0 | 0
| 2040-06-24 05:00 | 0 | 0 | -0.3672 | 0.3672 | 2.2002 | 9.3012 | 5.144 | 21.6768 | 0 | 4.8269 | 0.47444 | 0 | 0 | 0 | 0
| 2040-06-24 05:30 | 0 | 0 | -0.1875 | 0.1875 | 2.2002 | 9.3012 | 5.3739 | 21.9161 | 0 | 4.7333 | 0.37939 | 0 | 0 | 0 | 0
| 2040-06-24 06:00 | 0 | 0 | -0.1644 | 0.1644 | 2.2002 | 9.3552 | 5.9974 | 22.4687 | 0 | 4.7282 | 0.24983 | 0 | 0 | 0 | 0
| 2040-06-24 06:30 | 0 | 0.0056934 | 0 | 0 | 2.2002 | 9.3552 | 6.644 | 23.4655 | 0 | 4.9488 | 0.24804 | 0 | 0 | 0 | 0
| 2040-06-24 07:00 | 0 | 0.49669 | 0 | 0 | 2.2002 | 9.4242 | 6.644 | 24.5277 | 0.31688 | 4.6233 | 0.83461 | 0 | 0 | 0.071 | 0
| 2040-06-24 07:30 | 0 | 2.6942 | -0.017355 | 0.017355 | 2.5072 | 9.0086 | 5.297 | 26.3333 | 2.1234 | 4.1007 | 0.6325 | 0 | 0 | 0.071 | 0
| 2040-06-24 08:00 | 0 | 5.6677 | -1.8304 | 1.8304 | 2.3684 | 8.8829 | 5.297 | 28.388 | 4.9546 | 3.5054 | 0 | 0.49181 | -0.49181 | 0.071 | 0
| 2040-06-24 08:30 | 0 | 8.7849 | -5.1191 | 5.1191 | 1.1001 | 8.7105 | 5.144 | 30.3599 | 9.3438 | 2.7958 | 0 | 0.4425 | -0.4425 | 0 | 0
| 2040-06-24 09:00 | 0 | 11.41 | -7.5992 | 7.5992 | 2.2002 | 8.5265 | 5.144 | 32.0521 | 10.3108 | 2.4641 | 0 | 0.4425 | -0.4425 | 0 | 0
| 2040-06-24 09:30 | 0 | 13.6078 | -7.5716 | 7.5716 | 1.4668 | 8.5265 | 5.144 | 33.6182 | 10.6907 | 2.1347 | 0 | 0.42088 | -0.42088 | 0 | 0
| 2040-06-24 10:00 | 0 | 14.8486 | -8.2122 | 8.2122 | 2.2002 | 8.5638 | 5.144 | 34.7605 | 10.2389 | 2.3817 | 0 | 0.4425 | -0.4425 | 0 | 0
| 2040-06-24 10:30 | 0 | 15.6954 | -6.3205 | 6.3205 | 0 | 8.5265 | 5.144 | 35.64 | 10.2732 | 2.7453 | 0 | 0.4675 | -0.4675 | 0 | 0
| 2040-06-24 11:00 | 0 | 16.3329 | -7.4984 | 7.4984 | 0.7334 | 8.5265 | 5.144 | 36.1656 | 10.2428 | 3.0869 | 0 | 0.43556 | -0.43556 | 0 | 0
| 2040-06-24 11:30 | 0 | 16.2611 | -7.6906 | 7.6906 | 0.7334 | 8.5265 | 5.144 | 36.1579 | 9.9393 | 3.6608 | 0 | 0.4425 | -0.4425 | 0 | 0
| 2040-06-24 12:00 | 0 | 16.3457 | -7.6328 | 7.6328 | 0 | 8.5265 | 5.144 | 35.9086 | 9.9815 | 3.9816 | 0 | 0.4675 | -0.4675 | 0 | 0
| 2040-06-24 12:30 | 0 | 15.1603 | -7.4057 | 7.4057 | 0 | 8.6565 | 5 | 35.539 | 10.2128 | 4.3594 | 0 | 0.4675 | -0.4675 | 0 | 0
2040-06-24 13:00 | 2040-06-24 13:00 | 0 | 13.6498 | -6.7029 | 6.7029 | 0 | 8.5265 | 4.912 | 34.8577 | 10.4061 | 4.4132 | 0 | 0.37388 | -0.37388 | 0 | 0
| 2040-06-24 13:30 | 0 | 12.109 | -6.6715 | 6.6715 | 0 | 8.6565 | 4.817 | 33.941 | 10.8374 | 4.608 | 0 | 0.4425 | -0.4425 | 0 | 0
| 2040-06-24 14:00 | 0 | 10.6926 | -6.3398 | 6.3398 | 0 | 8.5265 | 4.817 | 32.8887 | 10.9836 | 4.6234 | 0 | 0.4425 | -0.4425 | 0 | 0
| 2040-06-24 14:30 | 0 | 9.1081 | -4.915 | 4.915 | 0 | 8.5265 | 4.817 | 32.0435 | 10.3076 | 4.6568 | 0 | 0.48586 | -0.48586 | 0 | 0
| 2040-06-24 15:00 | 0 | 7.4243 | -3.7869 | 3.7869 | 0.5445 | 8.6565 | 4.817 | 31.2726 | 9.3417 | 4.7383 | 0 | 0.4925 | -0.4925 | 0 | 0
| 2040-06-24 15:30 | 0 | 5.9069 | -2.4872 | 2.4872 | 2.2002 | 8.6522 | 4.817 | 30.4919 | 6.2427 | 4.6772 | 0.49651 | 0 | 0 | 0 | 0
| 2040-06-24 16:00 | 0 | 3.7959 | -0.1875 | 0.1875 | 2.2002 | 9.3046 | 4.836 | 30.0367 | 4.4969 | 5.4706 | 0 | 0.046443 | -0.046443 | 0 | 0
| 2040-06-24 16:30 | 0 | 1.4518 | 0 | 0 | 4.8504 | 9.5826 | 6.617 | 30.358 | 1.2151 | 6.5144 | 0.07 | 0 | 0 | 0.071 | 0
| 2040-06-24 17:00 | 0 | 0.13865 | 0 | 0 | 7.2884 | 9.6073 | 6.77 | 31.2633 | 0.13799 | 7.2527 | 0.07 | 0 | 0 | 0.071 | 0
| 2040-06-24 17:30 | 0 | 0.009182 | 0 | 0 | 7.5056 | 9.3422 | 6.77 | 32.3621 | 0.0047143 | 8.6643 | 0.07 | 0 | 0 | 0.071 | 0
| 2040-06-24 18:00 | 0 | 0 | 0 | 0 | 7.7761 | 9.3422 | 6.77 | 32.7895 | 0 | 8.8397 | 0.07 | 0 | 0 | 0.071 | 0
| 2040-06-24 18:30 | 0 | 0 | 0 | 0 | 7.4264 | 9.0772 | 6.7654 | 32.6631 | 0 | 9.3232 | 0.07 | 0 | 0 | 0.071 | 0
| 2040-06-24 19:00 | 0 | 0 | 0 | 0 | 7.2481 | 9.0772 | 6.7654 | 32.3944 | 0 | 9.2163 | 0.084984 | 0 | 0 | 0.071 | 0
| 2040-06-24 19:30 | 0 | 0 | 0 | 0 | 6.8976 | 9.0772 | 6.7654 | 32.0989 | 0 | 9.214 | 0.145 | 0 | 0 | 0.071 | 0
| 2040-06-24 20:00 | 0 | 0 | 0 | 0 | 6.9449 | 9.076 | 6.7654 | 31.7141 | 0 | 8.7863 | 0.145 | 0 | 0 | 0.071 | 0
| 2040-06-24 20:30 | 0 | 0 | 0 | 0 | 6.3782 | 9.076 | 6.7654 | 31.2868 | 0 | 8.5732 | 0.52036 | 0 | 0 | 0.071 | 0
| 2040-06-24 21:00 | 0 | 0 | 0 | 0 | 6.1015 | 9.0199 | 6.7238 | 30.5935 | 0 | 8.6348 | 0.145 | 0 | 0 | 0.071 | 0
| 2040-06-24 21:30 | 0 | 0 | 0 | 0 | 6.8148 | 9.0213 | 5.7404 | 29.7762 | 0 | 7.635 | 0.62225 | 0 | 0 | 0.071 | 0
| 2040-06-24 22:00 | 0 | 0 | 0 | 0 | 4.7295 | 9.0213 | 6.6124 | 28.7564 | 0 | 8.178 | 0.145 | 0 | 0 | 0.071 | 0
| 2040-06-24 22:30 | 0 | 0 | 0 | 0 | 4.947 | 9.0024 | 5.6676 | 27.8612 | 0 | 8.0091 | 0.145 | 0 | 0 | 0.071 | 0
| 2040-06-24 23:00 | 0 | 0 | 0 | 0 | 5.2631 | 8.9652 | 4.8314 | 27.4348 | 0 | 8.1152 | 0.145 | 0 | 0 | 0.068 | 0
| 2040-06-24 23:30 | 0 | 0 | -0.1875 | 0.1875 | 3.9823 | 8.9475 | 4.8904 | 26.7396 | 0 | 8.4785 | 0.52747 | 0 | 0 | 0.068 | 0
| 2040-06-25 | 0 | 0 | 0 | 0 | 3.9531 | 9.2952 | 6.9007 | 25.6755 | 0 | 5.4042 | 0.10866 | 0 | 0 | 0.162 | 0
| 2040-06-25 00:30 | 0 | 0 | 0 | 0 | 3.4175 | 9.2952 | 6.8434 | 24.9804 | 0 | 5.2225 | 0.19391 | 0 | 0 | 0.162 | 0
| 2040-06-25 01:00 | 0 | 0 | 0 | 0 | 2.9961 | 9.2952 | 6.8158 | 24.227 | 0 | 4.7345 | 0.38972 | 0 | 0 | 0.162 | 0
| 2040-06-25 01:30 | 0 | 0 | -0.31394 | 0.31394 | 2.5672 | 9.2952 | 6.8654 | 23.688 | 0 | 4.8295 | 0.44372 | 0 | 0 | 0.162 | 0
| 2040-06-25 02:00 | 0 | 0 | -0.53284 | 0.53284 | 2.24 | 9.1143 | 6.8434 | 23.0436 | 0 | 4.9526 | 0.41492 | 0 | 0 | 0.162 | 0
| 2040-06-25 02:30 | 0 | 0 | -0.54529 | 0.54529 | 2.2002 | 9.1143 | 6.7968 | 22.525 | 0 | 4.2924 | 0.67356 | 0 | 0 | 0.162 | 0
| 2040-06-25 03:00 | 0 | 0 | -0.89085 | 0.89085 | 2.2002 | 9.1143 | 6.8434 | 22.1995 | 0 | 4.6423 | 0.27055 | 0 | 0 | 0.162 | 0
| 2040-06-25 03:30 | 0 | 0 | -1.2124 | 1.2124 | 2.2002 | 9.1143 | 6.8434 | 21.9477 | 0 | 4.8144 | 0.16419 | 0 | 0 | 0.162 | 0
| 2040-06-25 04:00 | 0 | 0 | -1.2203 | 1.2203 | 2.2002 | 9.1644 | 6.8434 | 21.8939 | 0 | 4.7352 | 0.145 | 0 | 0 | 0.162 | 0
| 2040-06-25 04:30 | 0 | 0 | -1.3379 | 1.3379 | 2.2002 | 9.1143 | 6.8434 | 21.9709 | 0 | 4.8709 | 0.26495 | 0 | 0 | 0.162 | 0
| 2040-06-25 05:00 | 0 | 0 | -0.86138 | 0.86138 | 2.2002 | 9.1143 | 6.7902 | 22.5544 | 0 | 4.8269 | 0.47646 | 0 | 0 | 0.162 | 0
| 2040-06-25 05:30 | 0 | 0 | -0.40811 | 0.40811 | 2.6052 | 9.2952 | 6.81 | 23.5566 | 0 | 4.7333 | 0.5177 | 0 | 0 | 0.162 | 0
| 2040-06-25 06:00 | 0 | 0 | 0 | 0 | 3.9588 | 9.6129 | 6.8914 | 25.5393 | 0 | 4.7282 | 0.36522 | 0 | 0 | 0.162 | 0
| 2040-06-25 06:30 | 0 | 0.0056934 | 0 | 0 | 5.7834 | 9.7683 | 6.8914 | 27.8659 | 0 | 4.9488 | 0.48743 | 0 | 0 | 0.162 | 0
| 2040-06-25 07:00 | 0 | 0.49669 | 0 | 0 | 7.4915 | 9.7683 | 6.8914 | 30.05 | 0.31688 | 4.6233 | 0.47778 | 0 | 0 | 0.162 | 0
| 2040-06-25 07:30 | 0 | 2.6942 | 0 | 0 | 6.0717 | 9.1143 | 6.9004 | 32.2721 | 2.1234 | 4.1007 | 1.3662 | 0 | 0 | 0.162 | 0
| 2040-06-25 08:00 | 0 | 5.6677 | -0.489 | 0.489 | 6.0506 | 8.8953 | 5.1734 | 33.8799 | 4.9546 | 3.5054 | 0.095 | 0 | 0 | 0.162 | 0
| 2040-06-25 08:30 | 0 | 8.7849 | -4.8912 | 4.8912 | 4.7675 | 8.5695 | 5.2174 | 34.6546 | 9.3438 | 2.7958 | 0.045 | 0 | 0 | 0.162 | 0
| 2040-06-25 09:00 | 0 | 11.41 | -6.2685 | 6.2685 | 3.7806 | 8.5695 | 5.2174 | 35.5223 | 10.3108 | 2.4641 | 0.045 | 0 | 0 | 0.162 | 0
| 2040-06-25 09:30 | 0 | 13.6078 | -6.6376 | 6.6376 | 2.9667 | 8.5695 | 5.2174 | 36.5154 | 10.6907 | 2.1347 | 0.045 | 0 | 0 | 0.15763 | 0
| 2040-06-25 10:00 | 0 | 14.8486 | -6.3608 | 6.3608 | 2.3938 | 8.5657 | 5.2174 | 37.2517 | 10.2389 | 2.3817 | 0.045 | 0 | 0 | 0.124 | 0
| 2040-06-25 10:30 | 0 | 15.6954 | -6.6205 | 6.6205 | 2.2002 | 8.5335 | 5.0729 | 37.647 | 10.2732 | 2.7453 | 0 | 0.24986 | -0.24986 | 0.071 | 0
| 2040-06-25 11:00 | 0 | 16.3329 | -7.2278 | 7.2278 | 2.2002 | 8.5335 | 5.0644 | 38.2794 | 10.2428 | 3.0869 | 0.022012 | 0 | 0 | 0.071 | 0
| 2040-06-25 11:30 | 0 | 16.2611 | -6.4179 | 6.4179 | 1.5708 | 8.5335 | 5.1594 | 38.7787 | 9.9393 | 3.6608 | 0.045 | 0 | 0 | 0.071 | 0
| 2040-06-25 12:00 | 0 | 16.3457 | -6.0328 | 6.0328 | 1.1001 | 8.4215 | 5.1594 | 38.9841 | 9.9815 | 3.9816 | 0 | 0.0034812 | -0.0034812 | 0.071 | 0
| 2040-06-25 12:30 | 0 | 15.1603 | -5.6895 | 5.6895 | 1.1001 | 8.5041 | 5.1594 | 38.666 | 10.2128 | 4.3594 | 0 | 0.17632 | -0.17632 | 0.071 | 0
| 2040-06-25 13:00 | 0 | 13.6498 | -4.93 | 4.93 | 0.7334 | 8.4567 | 5.1594 | 37.493 | 10.4061 | 4.4132 | 0 | 0.4425 | -0.4425 | 0.071 | 0
2040-06-25 13:30 | 2040-06-25 13:30 | 0 | 12.109 | -4.8432 | 4.8432 | 0 | 8.4215 | 5.1334 | 36.2271 | 10.8374 | 4.608 | 0 | 0.075319 | -0.075319 | 0.071 | 0
| 2040-06-25 14:00 | 0 | 10.6926 | -5.5238 | 5.5238 | 0.44148 | 8.4215 | 5.1334 | 34.8372 | 10.9836 | 4.6234 | 0.016842 | 0 | 0 | 0.071 | 0
| 2040-06-25 14:30 | 0 | 9.1081 | -4.5014 | 4.5014 | 0.63727 | 8.4215 | 5.1334 | 33.4529 | 10.3076 | 4.6568 | 0 | 0.37185 | -0.37185 | 0.071 | 0
| 2040-06-25 15:00 | 0 | 7.4243 | -4.0176 | 4.0176 | 1.4968 | 8.4215 | 5.1334 | 32.1063 | 9.3417 | 4.7383 | 0 | 0.4925 | -0.4925 | 0.071 | 0
| 2040-06-25 15:30 | 0 | 5.9069 | -2.559 | 2.559 | 2.2002 | 9.0122 | 5.3767 | 31.4813 | 6.2427 | 4.6772 | 0.6325 | 0 | 0 | 0.071 | 0
| 2040-06-25 16:00 | 0 | 3.7959 | -1.395 | 1.395 | 2.5196 | 9.4123 | 7.0014 | 31.4212 | 4.4969 | 5.4706 | 0.095 | 0 | 0 | 0.071 | 0
| 2040-06-25 16:30 | 0 | 1.4518 | 0 | 0 | 5.6846 | 9.8253 | 7.1374 | 31.8743 | 1.2151 | 6.5144 | 0.045 | 0 | 0 | 0.162 | 0
| 2040-06-25 17:00 | 0 | 0.13865 | 0 | 0 | 9.0037 | 9.8253 | 7.0064 | 32.9439 | 0.13799 | 7.2527 | 0 | 0.4425 | -0.4425 | 0.162 | 0
| 2040-06-25 17:30 | 0 | 0.009182 | 0 | 0 | 8.6161 | 9.8253 | 7.0086 | 34.1764 | 0.0047143 | 8.6643 | 0.045 | 0 | 0 | 0.162 | 0
| 2040-06-25 18:00 | 0 | 0 | 0 | 0 | 8.4894 | 9.8265 | 7.0744 | 34.2779 | 0 | 8.8397 | 0.045 | 0 | 0 | 0.162 | 0
| 2040-06-25 18:30 | 0 | 0 | 0 | 0 | 8.2368 | 9.8265 | 7.0064 | 34.1095 | 0 | 9.3232 | 0 | 0.29464 | -0.29464 | 0.162 | 0
| 2040-06-25 19:00 | 0 | 0 | 0 | 0 | 7.4834 | 9.8265 | 7.0064 | 33.6331 | 0 | 9.2163 | 0.095 | 0 | 0 | 0.162 | 0
| 2040-06-25 19:30 | 0 | 0 | 0 | 0 | 7.1364 | 9.8265 | 7.0064 | 33.2795 | 0 | 9.214 | 0.095 | 0 | 0 | 0.162 | 0
| 2040-06-25 20:00 | 0 | 0 | 0 | 0 | 6.9683 | 9.8265 | 7.0064 | 32.682 | 0 | 8.7863 | 0.095 | 0 | 0 | 0.162 | 0
| 2040-06-25 20:30 | 0 | 0 | 0 | 0 | 6.6339 | 9.8265 | 7.0064 | 32.1368 | 0 | 8.5732 | 0.095 | 0 | 0 | 0.162 | 0
| 2040-06-25 21:00 | 0 | 0 | 0 | 0 | 5.9155 | 9.8265 | 6.9376 | 31.3699 | 0 | 8.6348 | 0.095 | 0 | 0 | 0.109 | 0
| 2040-06-25 21:30 | 0 | 0 | 0 | 0 | 5.8808 | 9.8265 | 6.9177 | 30.3208 | 0 | 7.635 | 0.095 | 0 | 0 | 0.109 | 0
| 2040-06-25 22:00 | 0 | 0 | -0.75496 | 0.75496 | 5.4786 | 9.7145 | 6.8534 | 29.5473 | 0 | 8.178 | 0.095 | 0 | 0 | 0.071 | 0
| 2040-06-25 22:30 | 0 | 0 | -0.89504 | 0.89504 | 5.0227 | 9.7145 | 6.7362 | 28.6726 | 0 | 8.0091 | 0.095 | 0 | 0 | 0.071 | 0
| 2040-06-25 23:00 | 0 | 0 | -1.4358 | 1.4358 | 4.7696 | 9.7145 | 6.6547 | 27.9103 | 0 | 8.1152 | 0.095 | 0 | 0 | 0.071 | 0
| 2040-06-25 23:30 | 0 | 0 | -2.5418 | 2.5418 | 4.6013 | 9.7145 | 6.8074 | 27.1632 | 0 | 8.4785 | 0.095 | 0 | 0 | 0.071 | 0
| 2040-06-26 | 0 | 0 | 0 | 0 | 3.6718 | 9.9898 | 7.0284 | 26.2627 | 0 | 5.4042 | 0.17985 | 0 | 0 | 0.162 | 0
| 2040-06-26 00:30 | 0 | 0 | 0 | 0 | 3.2746 | 9.8265 | 7.0284 | 25.559 | 0 | 5.2225 | 0.21579 | 0 | 0 | 0.162 | 0
| 2040-06-26 01:00 | 0 | 0 | 0 | 0 | 3.0245 | 9.8265 | 7.0284 | 24.9304 | 0 | 4.7345 | 0.33189 | 0 | 0 | 0.109 | 0
| 2040-06-26 01:30 | 0 | 0 | 0 | 0 | 2.6002 | 9.6085 | 6.7491 | 24.166 | 0 | 4.8295 | 0.3788 | 0 | 0 | 0.071 | 0
| 2040-06-26 02:00 | 0 | 0 | -0.77871 | 0.77871 | 2.6002 | 9.6085 | 6.4036 | 23.407 | 0 | 4.9526 | 0.63196 | 0 | 0 | 0.071 | 0
| 2040-06-26 02:30 | 0 | 0 | -0.70438 | 0.70438 | 2.6002 | 9.6085 | 6.3313 | 22.7532 | 0 | 4.2924 | 0.6325 | 0 | 0 | 0.071 | 0
| 2040-06-26 03:00 | 0 | 0 | -1.0509 | 1.0509 | 2.5437 | 9.4975 | 5.9152 | 22.1756 | 0 | 4.6423 | 0.6325 | 0 | 0 | 0.071 | 0
| 2040-06-26 03:30 | 0 | 0 | -1.5054 | 1.5054 | 2.6002 | 9.4975 | 5.8314 | 21.8586 | 0 | 4.8144 | 0.6325 | 0 | 0 | 0.071 | 0
| 2040-06-26 04:00 | 0 | 0 | -1.396 | 1.396 | 2.4282 | 9.4975 | 5.7983 | 21.6914 | 0 | 4.7352 | 0.6325 | 0 | 0 | 0.071 | 0
| 2040-06-26 04:30 | 0 | 0 | -1.4237 | 1.4237 | 2.2385 | 9.5573 | 5.9085 | 21.7728 | 0 | 4.8709 | 0.6325 | 0 | 0 | 0.071 | 0
| 2040-06-26 05:00 | 0 | 0 | -1.3074 | 1.3074 | 2.6002 | 9.4975 | 6.1557 | 22.3924 | 0 | 4.8269 | 0.6325 | 0 | 0 | 0.071 | 0
| 2040-06-26 05:30 | 0 | 0 | -0.60675 | 0.60675 | 2.2002 | 9.6085 | 6.9883 | 23.3836 | 0 | 4.7333 | 0.48918 | 0 | 0 | 0.071 | 0
| 2040-06-26 06:00 | 0 | 0 | 0 | 0 | 3.1002 | 10.002 | 7.2517 | 25.3849 | 0 | 4.7282 | 0.33898 | 0 | 0 | 0.071 | 0
| 2040-06-26 06:30 | 0 | 0.0056934 | 0 | 0 | 4.1193 | 10.2995 | 7.2517 | 27.5171 | 0 | 4.9488 | 0.9939 | 0 | 0 | 0.1754 | 0
| 2040-06-26 07:00 | 0 | 0.49669 | 0 | 0 | 5.2698 | 10.2995 | 7.2517 | 29.2629 | 0.31688 | 4.6233 | 1.12 | 0 | 0 | 0.211 | 0
| 2040-06-26 07:30 | 0 | 2.6942 | 0 | 0 | 5.4363 | 9.7565 | 5.5396 | 31.0939 | 2.1234 | 4.1007 | 1.6075 | 0 | 0 | 0.162 | 0
| 2040-06-26 08:00 | 0 | 5.6677 | -0.29241 | 0.29241 | 3.3211 | 9.4265 | 5.3837 | 32.5619 | 4.9546 | 3.5054 | 0.6325 | 0 | 0 | 0.162 | 0
| 2040-06-26 08:30 | 0 | 8.7849 | -4.4192 | 4.4192 | 2.0639 | 9.2427 | 5.3837 | 33.2527 | 9.3438 | 2.7958 | 0.07 | 0 | 0 | 0.162 | 0
| 2040-06-26 09:00 | 0 | 11.41 | -5.8902 | 5.8902 | 1.0514 | 9.2427 | 5.3547 | 33.9759 | 10.3108 | 2.4641 | 0.07 | 0 | 0 | 0.124 | 0
| 2040-06-26 09:30 | 0 | 13.6078 | -6.3071 | 6.3071 | 0.33815 | 9.133 | 5.3547 | 34.9318 | 10.6907 | 2.1347 | 0.07 | 0 | 0 | 0.003 | 0
| 2040-06-26 10:00 | 0 | 14.8486 | -6.5085 | 6.5085 | 0.096633 | 9.0958 | 5.3547 | 35.4938 | 10.2389 | 2.3817 | 0.07 | 0 | 0 | 0.003 | 0
| 2040-06-26 10:30 | 0 | 15.6954 | -6.2939 | 6.2939 | 0 | 8.921 | 4.9175 | 36.2595 | 10.2732 | 2.7453 | 0.07 | 0 | 0 | 0 | 0
| 2040-06-26 11:00 | 0 | 16.3329 | -6.5103 | 6.5103 | 0 | 8.921 | 4.656 | 36.7617 | 10.2428 | 3.0869 | 0.07 | 0 | 0 | 0 | 0
| 2040-06-26 11:30 | 0 | 16.2611 | -6.4734 | 6.4734 | 0 | 9.021 | 4.6058 | 37.0526 | 9.9393 | 3.6608 | 0.07 | 0 | 0 | 0 | 0
| 2040-06-26 12:00 | 0 | 16.3457 | -7.2429 | 7.2429 | 0 | 9.021 | 4.6058 | 36.7706 | 9.9815 | 3.9816 | 0.07 | 0 | 0 | 0 | 0
| 2040-06-26 12:30 | 0 | 15.1603 | -7.3136 | 7.3136 | 0 | 8.8095 | 4.6058 | 35.933 | 10.2128 | 4.3594 | 0.07 | 0 | 0 | 0 | 0
| 2040-06-26 13:00 | 0 | 13.6498 | -6.8166 | 6.8166 | 0 | 8.6524 | 4.6058 | 35.0074 | 10.4061 | 4.4132 | 0.07 | 0 | 0 | 0 | 0
2040-06-26 13:30 | 2040-06-26 13:30 | 0 | 12.109 | -6.6984 | 6.6984 | 0 | 8.7524 | 4.6058 | 34.3101 | 10.8374 | 4.608 | 0.07 | 0 | 0 | 0 | 0
| 2040-06-26 14:00 | 0 | 10.6926 | -6.743 | 6.743 | 0 | 8.7524 | 4.6058 | 33.0179 | 10.9836 | 4.6234 | 0.07 | 0 | 0 | 0 | 0
| 2040-06-26 14:30 | 0 | 9.1081 | -5.8876 | 5.8876 | 0 | 8.7524 | 4.6058 | 31.6439 | 10.3076 | 4.6568 | 0.07 | 0 | 0 | 0 | 0
| 2040-06-26 15:00 | 0 | 7.4243 | -4.5349 | 4.5349 | 0 | 8.7524 | 4.6058 | 30.437 | 9.3417 | 4.7383 | 0.07 | 0 | 0 | 0 | 0
| 2040-06-26 15:30 | 0 | 5.9069 | -1.2956 | 1.2956 | 0 | 8.8362 | 4.6058 | 29.7037 | 6.2427 | 4.6772 | 0.60397 | 0 | 0 | 0 | 0
| 2040-06-26 16:00 | 0 | 3.7959 | -0.089071 | 0.089071 | 2.2002 | 9.3552 | 4.6058 | 29.5461 | 4.4969 | 5.4706 | 0 | 0.4675 | -0.4675 | 0 | 0
| 2040-06-26 16:30 | 0 | 1.4518 | 0 | 0 | 5.577 | 9.6541 | 5.2704 | 29.8443 | 1.2151 | 6.5144 | 0.07 | 0 | 0 | 0.071 | 0
| 2040-06-26 17:00 | 0 | 0.13865 | 0 | 0 | 8.2343 | 9.6554 | 5.2216 | 30.6928 | 0.13799 | 7.2527 | 0.07 | 0 | 0 | 0.071 | 0
| 2040-06-26 17:30 | 0 | 0.009182 | 0 | 0 | 8.241 | 9.6542 | 5.2216 | 31.8459 | 0.0047143 | 8.6643 | 0.07 | 0 | 0 | 0.071 | 0
| 2040-06-26 18:00 | 0 | 0 | 0 | 0 | 8.3476 | 9.6541 | 5.2188 | 32.1106 | 0 | 8.8397 | 0.07 | 0 | 0 | 0.071 | 0
| 2040-06-26 18:30 | 0 | 0 | 0 | 0 | 7.7977 | 9.6529 | 5.2245 | 32.0487 | 0 | 9.3232 | 0.07 | 0 | 0 | 0.071 | 0
| 2040-06-26 19:00 | 0 | 0 | 0 | 0 | 7.4171 | 9.6529 | 5.2216 | 31.6371 | 0 | 9.2163 | 0.145 | 0 | 0 | 0.071 | 0
| 2040-06-26 19:30 | 0 | 0 | 0 | 0 | 6.9974 | 9.6529 | 5.2188 | 31.301 | 0 | 9.214 | 0.18735 | 0 | 0 | 0.071 | 0
| 2040-06-26 20:00 | 0 | 0 | 0 | 0 | 7.0047 | 9.6529 | 5.2188 | 30.8724 | 0 | 8.7863 | 0.145 | 0 | 0 | 0.071 | 0
| 2040-06-26 20:30 | 0 | 0 | 0 | 0 | 6.635 | 9.6529 | 5.2474 | 30.4312 | 0 | 8.5732 | 0.26424 | 0 | 0 | 0.071 | 0
| 2040-06-26 21:00 | 0 | 0 | 0 | 0 | 6.0886 | 9.6529 | 5.2388 | 29.8519 | 0 | 8.6348 | 0.145 | 0 | 0 | 0.071 | 0
| 2040-06-26 21:30 | 0 | 0 | 0 | 0 | 6.1112 | 9.6529 | 5.2445 | 28.8845 | 0 | 7.635 | 0.145 | 0 | 0 | 0.071 | 0
| 2040-06-26 22:00 | 0 | 0 | 0 | 0 | 4.8976 | 9.6529 | 4.807 | 28.175 | 0 | 8.178 | 0.56307 | 0 | 0 | 0.071 | 0
| 2040-06-26 22:30 | 0 | 0 | 0 | 0 | 4.1923 | 9.6529 | 4.7282 | 27.3011 | 0 | 8.0091 | 0.6325 | 0 | 0 | 0.071 | 0
| 2040-06-26 23:00 | 0 | 0 | 0 | 0 | 4.0423 | 9.5969 | 4.6428 | 26.6725 | 0 | 8.1152 | 0.145 | 0 | 0 | 0.068 | 0
| 2040-06-26 23:30 | 0 | 0 | -0.21288 | 0.21288 | 3.6178 | 9.5969 | 4.6514 | 26.4271 | 0 | 8.4785 | 0.19734 | 0 | 0 | 0.068 | 0
| 2040-06-27 | 0 | 0 | 0 | 0 | 2.2002 | 8.0573 | 6.7758 | 25.8824 | 0 | 8.8771 | 0 | 0.025358 | -0.025358 | 0 | 0
| 2040-06-27 00:30 | 0 | 0 | -0.36194 | 0.36194 | 2.2002 | 7.9853 | 5.9902 | 25.2487 | 0 | 9.278 | 0.145 | 0 | 0 | 0 | 0
| 2040-06-27 01:00 | 0 | 0 | -0.4 | 0.4 | 2.2002 | 7.8341 | 4.9775 | 24.5895 | 0 | 9.8151 | 0.145 | 0 | 0 | 0 | 0
| 2040-06-27 01:30 | 0 | 0 | -0.4 | 0.4 | 2.2002 | 7.6204 | 4.4725 | 23.8419 | 0 | 9.826 | 0.10721 | 0 | 0 | 0 | 0
| 2040-06-27 02:00 | 0 | 0 | -0.4 | 0.4 | 2.2002 | 6.2699 | 4.2683 | 23.148 | 0 | 10.9757 | 0 | 0.27117 | -0.27117 | 0 | 0
| 2040-06-27 02:30 | 0 | 0 | -0.4 | 0.4 | 2.2002 | 6.0368 | 4.2683 | 22.4479 | 0 | 10.6776 | 0 | 0.4925 | -0.4925 | 0 | 0
| 2040-06-27 03:00 | 0 | 0 | -0.4 | 0.4 | 2.2002 | 5.1962 | 4.2273 | 21.8892 | 0 | 11.0362 | 0 | 0.4925 | -0.4925 | 0 | 0
| 2040-06-27 03:30 | 0 | 0 | -0.4 | 0.4 | 2.2002 | 4.6884 | 4.1958 | 21.4161 | 0 | 11.0927 | 0 | 0.4925 | -0.4925 | 0 | 0
| 2040-06-27 04:00 | 0 | 0 | -0.4 | 0.4 | 2.2002 | 4.7084 | 4.2724 | 21.3016 | 0 | 10.8714 | 0 | 0.4925 | -0.4925 | 0 | 0
| 2040-06-27 04:30 | 0 | 0 | -0.4 | 0.4 | 2.2002 | 5.6701 | 4.2724 | 21.3625 | 0 | 9.923 | 0 | 0.4925 | -0.4925 | 0 | 0
| 2040-06-27 05:00 | 0 | 0 | -0.4 | 0.4 | 2.2002 | 5.5385 | 4.2724 | 22 | 0 | 10.6492 | 0 | 0.40988 | -0.40988 | 0 | 0
| 2040-06-27 05:30 | 0 | 0 | -0.4 | 0.4 | 2.2002 | 6.4953 | 4.2724 | 22.9607 | 0 | 10.4504 | 0 | 0.23176 | -0.23176 | 0 | 0
| 2040-06-27 06:00 | 0 | 0 | -0.4 | 0.4 | 2.2002 | 7.728 | 4.4687 | 24.7737 | 0 | 10.2836 | 0.37158 | 0 | 0 | 0 | 0
| 2040-06-27 06:30 | 0 | 0.011406 | 0 | 0 | 2.2002 | 8.1118 | 5.2442 | 26.9556 | 0 | 10.3864 | 0.99168 | 0 | 0 | 0 | 0
| 2040-06-27 07:00 | 0 | 0.60179 | 0 | 0 | 2.2002 | 8.1921 | 5.9246 | 28.7131 | 0.31194 | 10.4559 | 1.0315 | 0 | 0 | 0 | 0
| 2040-06-27 07:30 | 0 | 2.779 | -0.4 | 0.4 | 2.2002 | 6.9331 | 4.7058 | 30.5272 | 2.2709 | 10.6164 | 1.399 | 0 | 0 | 0 | 0
| 2040-06-27 08:00 | 0 | 6.4478 | -0.69955 | 0.69955 | 0 | 4.343 | 4.7058 | 31.7406 | 4.8116 | 9.3332 | 3.07 | 0 | 0 | 0 | 0
| 2040-06-27 08:30 | 0 | 10.3718 | -3.5255 | 3.5255 | 0 | 0.57713 | 4.0218 | 32.3519 | 10.1782 | 8.7227 | 2.1316 | 0 | 0 | 0 | 0
| 2040-06-27 09:00 | 0 | 13.7835 | -6.1235 | 6.1235 | 0 | 0.17 | 3.1313 | 32.85 | 11.5616 | 8.9268 | 1.8796 | 0 | 0 | 0 | 0
| 2040-06-27 09:30 | 0 | 16.3602 | -8.6207 | 8.6207 | 0 | 0.17 | 3.1313 | 33.1597 | 11.6911 | 8.6618 | 2.5825 | 0 | 0 | 0 | 0
| 2040-06-27 10:00 | 0 | 17.9954 | -10.6136 | 10.6136 | 0 | 0.17 | 3.1313 | 33.3912 | 11.6705 | 8.6331 | 2.8314 | 0 | 0 | 0 | 0
| 2040-06-27 10:30 | 0 | 19.6699 | -10.9011 | 10.9011 | 0 | 0.17 | 3.1313 | 34.135 | 11.6335 | 8.6705 | 2.5825 | 0 | 0 | 0 | 0
| 2040-06-27 11:00 | 0 | 21.1096 | -11.788 | 11.788 | 0 | 0.17 | 3.1313 | 35.0207 | 11.3582 | 8.517 | 3.07 | 0 | 0 | 0 | 0
| 2040-06-27 11:30 | 0 | 21.5195 | -11.6475 | 11.6475 | 0 | 0.17 | 3.1313 | 35.627 | 11.0779 | 9.2471 | 3.07 | 0 | 0 | 0 | 0
| 2040-06-27 12:00 | 0 | 21.3212 | -11.2136 | 11.2136 | 0 | 0.17 | 3.1313 | 35.8862 | 11.1606 | 9.0793 | 2.5825 | 0 | 0 | 0 | 0
| 2040-06-27 12:30 | 0 | 20.7835 | -11.6952 | 11.6952 | 0 | 0.17 | 3.1313 | 35.6084 | 11.3803 | 9.9982 | 2.6439 | 0 | 0 | 0 | 0
| 2040-06-27 13:00 | 0 | 20.2864 | -12.9752 | 12.9752 | 0 | 0.17 | 3.1313 | 34.8975 | 11.8101 | 10.3145 | 2.5825 | 0 | 0 | 0 | 0
| 2040-06-27 13:30 | 0 | 19.238 | -12.8424 | 12.8424 | 0 | 0.17 | 2.6634 | 33.8175 | 11.7665 | 10.6973 | 3.07 | 0 | 0 | 0 | 0
2040-06-27 14:00 | 2040-06-27 14:00 | 0 | 17.1536 | -12.2102 | 12.2102 | 0 | 0.17 | 3.1313 | 32.3251 | 12.0356 | 10.2889 | 2.5825 | 0 | 0 | 0 | 0
| 2040-06-27 14:30 | 0 | 15.3132 | -13.0561 | 13.0561 | 0 | 0.17 | 3.1313 | 30.6895 | 12.2056 | 10.801 | 3.07 | 0 | 0 | 0 | 0
| 2040-06-27 15:00 | 0 | 12.5935 | -10.9759 | 10.9759 | 0 | 0.17 | 3.1313 | 29.1761 | 12.0083 | 10.2022 | 2.9646 | 0 | 0 | 0 | 0
| 2040-06-27 15:30 | 0 | 10.076 | -5.0303 | 5.0303 | 0 | 0.17 | 3.1313 | 28.3644 | 8.0135 | 10.4873 | 1.4511 | 0 | 0 | 0 | 0
| 2040-06-27 16:00 | 0 | 6.4008 | -1.0977 | 1.0977 | 0 | 1.0624 | 3.5968 | 28.2325 | 5.2607 | 11.3029 | 1.6075 | 0 | 0 | 0 | 0
| 2040-06-27 16:30 | 0 | 2.3305 | -0.21758 | 0.21758 | 3.2787 | 4.314 | 4.0968 | 28.6742 | 1.3441 | 12.2627 | 1.12 | 0 | 0 | 0 | 0
| 2040-06-27 17:00 | 0 | 0.42704 | 0 | 0 | 6.8301 | 4.415 | 4.2428 | 29.6607 | 0.14119 | 12.4212 | 1.12 | 0 | 0 | 0 | 0
| 2040-06-27 17:30 | 0 | 0.014228 | 0 | 0 | 7.5071 | 4.415 | 4.4768 | 30.8632 | 0.0048507 | 13.2568 | 1.12 | 0 | 0 | 0 | 0
| 2040-06-27 18:00 | 0 | 0 | 0 | 0 | 7.0853 | 4.4805 | 4.2878 | 31.1317 | 0 | 13.8045 | 1.405 | 0 | 0 | 0 | 0
| 2040-06-27 18:30 | 0 | 0 | 0 | 0 | 7.4014 | 4.415 | 4.5835 | 31.1013 | 0 | 13.4714 | 1.12 | 0 | 0 | 0 | 0
| 2040-06-27 19:00 | 0 | 0 | 0 | 0 | 7.1473 | 5.3439 | 4.6809 | 30.7366 | 0 | 12.3428 | 1.12 | 0 | 0 | 0 | 0
| 2040-06-27 19:30 | 0 | 0 | 0 | 0 | 5.9195 | 7.595 | 4.8155 | 30.4848 | 0 | 10.9139 | 1.1666 | 0 | 0 | 0 | 0
| 2040-06-27 20:00 | 0 | 0 | 0 | 0 | 8.6424 | 4.415 | 4.7092 | 30.186 | 0 | 11.1454 | 1.2232 | 0 | 0 | 0 | 0
| 2040-06-27 20:30 | 0 | 0 | 0 | 0 | 4.3961 | 7.595 | 4.7455 | 29.7402 | 0 | 11.5776 | 1.4338 | 0 | 0 | 0 | 0
| 2040-06-27 21:00 | 0 | 0 | 0 | 0 | 3.7726 | 7.595 | 4.8155 | 29.1821 | 0 | 11.8435 | 1.12 | 0 | 0 | 0 | 0
| 2040-06-27 21:30 | 0 | 0 | 0 | 0 | 5.1576 | 5.5668 | 4.8016 | 28.3827 | 0 | 11.605 | 1.2068 | 0 | 0 | 0 | 0
| 2040-06-27 22:00 | 0 | 0 | 0 | 0 | 5.9107 | 4.415 | 4.7585 | 27.7977 | 0 | 11.5235 | 1.12 | 0 | 0 | 0 | 0
| 2040-06-27 22:30 | 0 | 0 | 0 | 0 | 1.8194 | 7.0746 | 4.7993 | 26.8171 | 0 | 11.9634 | 1.12 | 0 | 0 | 0 | 0
| 2040-06-27 23:00 | 0 | 0 | 0 | 0 | 0.94309 | 7.3734 | 4.6159 | 26.4192 | 0 | 12.3294 | 1.12 | 0 | 0 | 0 | 0
| 2040-06-27 23:30 | 0 | 0 | 0 | 0 | 1.6146 | 6.9747 | 4.6295 | 26.4055 | 0 | 12.0247 | 1.12 | 0 | 0 | 0 | 0
| 2040-06-28 | 0 | 0 | 0 | 0 | 0 | 7.9823 | 4.8455 | 25.6128 | 0 | 12.0885 | 0.62568 | 0 | 0 | 0 | 0
| 2040-06-28 00:30 | 0 | 0 | 0 | 0 | 0 | 7.8186 | 4.7735 | 24.9322 | 0 | 12.1518 | 0.077091 | 0 | 0 | 0 | 0
| 2040-06-28 01:00 | 0 | 0 | 0 | 0 | 0 | 7.609 | 4.7855 | 24.3137 | 0 | 11.7124 | 0.081655 | 0 | 0 | 0 | 0
| 2040-06-28 01:30 | 0 | 0 | -0.56349 | 0.56349 | 0 | 7.5957 | 4.7455 | 23.5715 | 0 | 11.5932 | 0.07 | 0 | 0 | 0 | 0
| 2040-06-28 02:00 | 0 | 0 | -0.0056324 | 0.0056324 | 0 | 7.609 | 4.7455 | 22.7465 | 0 | 10.1223 | 0.13317 | 0 | 0 | 0 | 0
| 2040-06-28 02:30 | 0 | 0 | -0.33532 | 0.33532 | 0 | 7.595 | 4.7455 | 22.1735 | 0 | 9.9568 | 0.07 | 0 | 0 | 0 | 0
| 2040-06-28 03:00 | 0 | 0 | -0.58179 | 0.58179 | 0 | 7.595 | 4.7455 | 21.6115 | 0 | 9.6241 | 0.07 | 0 | 0 | 0 | 0
| 2040-06-28 03:30 | 0 | 0 | -0.57835 | 0.57835 | 0 | 7.595 | 4.7455 | 21.2367 | 0 | 9.1495 | 0.1694 | 0 | 0 | 0 | 0
| 2040-06-28 04:00 | 0 | 0 | -0.6838 | 0.6838 | 0 | 7.609 | 4.7215 | 21.0801 | 0 | 9.198 | 0.07 | 0 | 0 | 0 | 0
| 2040-06-28 04:30 | 0 | 0 | 0 | 0 | 0 | 7.609 | 4.7515 | 21.1667 | 0 | 8.564 | 0.07 | 0 | 0 | 0 | 0
| 2040-06-28 05:00 | 0 | 0 | 0 | 0 | 0 | 7.674 | 4.7915 | 21.6625 | 0 | 8.587 | 0.47562 | 0 | 0 | 0 | 0
| 2040-06-28 05:30 | 0 | 0 | 0 | 0 | 0 | 8.0287 | 4.9524 | 22.5938 | 0 | 8.6425 | 0.87796 | 0 | 0 | 0 | 0
| 2040-06-28 06:00 | 0 | 0 | 0 | 0 | 0.36011 | 8.7157 | 5.0712 | 24.2996 | 0 | 8.5966 | 1.6075 | 0 | 0 | 0 | 0
| 2040-06-28 06:30 | 0 | 0.013302 | 0 | 0 | 2.1316 | 8.8667 | 5.6385 | 26.3531 | 0 | 8.1787 | 1.6075 | 0 | 0 | 0 | 0
| 2040-06-28 07:00 | 0 | 0.43005 | 0 | 0 | 3.992 | 8.8937 | 5.6385 | 27.9824 | 0.30879 | 6.9613 | 1.9959 | 0 | 0 | 0 | 0
| 2040-06-28 07:30 | 0 | 2.481 | 0 | 0 | 1.8975 | 8.5737 | 5.6385 | 29.4867 | 2.1303 | 6.244 | 2.9607 | 0 | 0 | 0 | 0
| 2040-06-28 08:00 | 0 | 6.3484 | -1.998 | 1.998 | 0.54631 | 7.5573 | 5.5005 | 30.8338 | 5.3167 | 5.2246 | 2.725 | 0 | 0 | 0 | 0
| 2040-06-28 08:30 | 0 | 10.2918 | -5.0932 | 5.0932 | 0 | 3.625 | 4.7215 | 31.3153 | 10.5832 | 4.549 | 3.07 | 0 | 0 | 0 | 0
| 2040-06-28 09:00 | 0 | 13.4534 | -8.2458 | 8.2458 | 0 | 2.9645 | 4.6892 | 31.7328 | 12.6824 | 3.5112 | 3.07 | 0 | 0 | 0 | 0
| 2040-06-28 09:30 | 0 | 16.0273 | -9.5785 | 9.5785 | 0 | 2.9645 | 4.4529 | 32.2261 | 13.023 | 2.6527 | 3.07 | 0 | 0 | 0 | 0
| 2040-06-28 10:00 | 0 | 17.251 | -9.9039 | 9.9039 | 0 | 2.9645 | 4.4089 | 32.6576 | 12.613 | 2.6642 | 3.07 | 0 | 0 | 0 | 0
| 2040-06-28 10:30 | 0 | 18.3283 | -9.694 | 9.694 | 0 | 2.9645 | 4.3612 | 33.2705 | 12.1682 | 2.8248 | 2.5825 | 0 | 0 | 0 | 0
| 2040-06-28 11:00 | 0 | 19.1178 | -9.3826 | 9.3826 | 0 | 2.9645 | 4.2984 | 34.151 | 11.6597 | 2.8084 | 3.07 | 0 | 0 | 0 | 0
| 2040-06-28 11:30 | 0 | 19.6989 | -8.5612 | 8.5612 | 0 | 2.9645 | 4.324 | 35.0612 | 11.3224 | 2.8968 | 2.7451 | 0 | 0 | 0 | 0
| 2040-06-28 12:00 | 0 | 18.9346 | -7.3432 | 7.3432 | 0 | 2.9645 | 4.4603 | 35.2325 | 11.1848 | 2.7406 | 2.5825 | 0 | 0 | 0 | 0
| 2040-06-28 12:30 | 0 | 17.8964 | -6.4028 | 6.4028 | 0 | 2.9645 | 4.481 | 34.9514 | 11.2225 | 2.4988 | 2.5825 | 0 | 0 | 0 | 0
| 2040-06-28 13:00 | 0 | 16.7897 | -6.1773 | 6.1773 | 0 | 2.9645 | 4.3394 | 34.2241 | 11.4853 | 2.5301 | 2.5825 | 0 | 0 | 0 | 0
| 2040-06-28 13:30 | 0 | 15.0671 | -6.2835 | 6.2835 | 0 | 2.9645 | 4.2996 | 33.1696 | 11.8275 | 2.6112 | 3.07 | 0 | 0 | 0 | 0
2040-06-28 14:00 | 2040-06-28 14:00 | 0 | 13.7652 | -6.5034 | 6.5034 | 0 | 2.9645 | 4.5242 | 31.6413 | 11.9606 | 2.6396 | 2.5825 | 0 | 0 | 0 | 0
| 2040-06-28 14:30 | 0 | 12.1949 | -6.7588 | 6.7588 | 0 | 2.9645 | 4.5596 | 30.0076 | 11.7777 | 2.5878 | 3.07 | 0 | 0 | 0 | 0
| 2040-06-28 15:00 | 0 | 10.3811 | -6.2911 | 6.2911 | 0 | 2.9645 | 4.4941 | 28.5933 | 12.0408 | 2.8106 | 2.4563 | 0 | 0 | 0 | 0
| 2040-06-28 15:30 | 0 | 8.4775 | -2.5855 | 2.5855 | 0 | 5.4292 | 4.6265 | 27.9894 | 7.3952 | 3.0921 | 1.5622 | 0 | 0 | 0 | 0
| 2040-06-28 16:00 | 0 | 5.3809 | 0 | 0 | 0 | 7.87 | 4.8095 | 27.8015 | 4.7353 | 3.7748 | 1.2879 | 0 | 0 | 0 | 0
| 2040-06-28 16:30 | 0 | 2.3734 | 0 | 0 | 5.5796 | 8.3087 | 5.1344 | 27.9076 | 1.2926 | 4.5919 | 0.66982 | 0 | 0 | 0 | 0
| 2040-06-28 17:00 | 0 | 0.50461 | 0 | 0 | 7.3015 | 8.3087 | 5.4755 | 28.7867 | 0.12849 | 6.0328 | 1.12 | 0 | 0 | 0 | 0
| 2040-06-28 17:30 | 0 | 0.018777 | 0 | 0 | 7.9963 | 8.3087 | 5.4755 | 29.8553 | 0.0052624 | 7.0131 | 1.12 | 0 | 0 | 0 | 0
| 2040-06-28 18:00 | 0 | 0 | 0 | 0 | 7.0514 | 8.3087 | 5.4755 | 30.0488 | 0 | 8.2041 | 1.12 | 0 | 0 | 0 | 0
| 2040-06-28 18:30 | 0 | 0 | 0 | 0 | 6.16 | 8.3087 | 5.4755 | 30.0335 | 0 | 9.0816 | 1.12 | 0 | 0 | 0 | 0
| 2040-06-28 19:00 | 0 | 0 | 0 | 0 | 7.765 | 8.3087 | 5.4755 | 29.7769 | 0 | 7.654 | 0.6325 | 0 | 0 | 0 | 0
| 2040-06-28 19:30 | 0 | 0 | 0 | 0 | 8.3564 | 8.3087 | 5.4755 | 29.5888 | 0 | 6.4378 | 1.12 | 0 | 0 | 0 | 0
| 2040-06-28 20:00 | 0 | 0 | 0 | 0 | 8.2041 | 8.3087 | 5.4755 | 29.3524 | 0 | 6.7889 | 0.6325 | 0 | 0 | 0 | 0
| 2040-06-28 20:30 | 0 | 0 | 0 | 0 | 7.0051 | 8.3087 | 5.4755 | 29.0353 | 0 | 7.4965 | 0.8279 | 0 | 0 | 0 | 0
| 2040-06-28 21:00 | 0 | 0 | 0 | 0 | 6.8104 | 8.3087 | 5.4755 | 28.367 | 0 | 6.7671 | 1.12 | 0 | 0 | 0 | 0
| 2040-06-28 21:30 | 0 | 0 | 0 | 0 | 6.2867 | 8.3087 | 5.441 | 27.5776 | 0 | 6.9737 | 0.6325 | 0 | 0 | 0 | 0
| 2040-06-28 22:00 | 0 | 0 | 0 | 0 | 6.3959 | 7.9087 | 5.4755 | 27.0616 | 0 | 6.4576 | 0.91521 | 0 | 0 | 0 | 0
| 2040-06-28 22:30 | 0 | 0 | 0 | 0 | 5.3411 | 7.9087 | 5.4005 | 26.2341 | 0 | 6.5737 | 1.12 | 0 | 0 | 0 | 0
| 2040-06-28 23:00 | 0 | 0 | 0 | 0 | 5.1928 | 7.9087 | 5.4005 | 25.9664 | 0 | 6.397 | 1.1899 | 0 | 0 | 0 | 0
| 2040-06-28 23:30 | 0 | 0 | 0 | 0 | 4.5461 | 7.9087 | 5.3835 | 25.8379 | 0 | 6.568 | 1.6075 | 0 | 0 | 0 | 0

## Figure 25
Figure 25 |  |  | Workforce needs for CER and utility infrastructure, NEM (2024-25 to 2049-50, Step Change)
Total jobs per year (Full time equivalent)
Technology | 2024-25 | 2025-26 | 2026-27 | 2027-28 | 2028-29 | 2029-30 | 2030-31 | 2031-32 | 2032-33 | 2033-34 | 2034-35 | 2035-36 | 2036-37 | 2037-38 | 2038-39 | 2039-40 | 2040-41 | 2041-42 | 2042-43 | 2043-44 | 2044-45 | 2045-46 | 2046-47 | 2047-48 | 2048-49 | 2049-50
Coal and gas | 11190.3551 | 9409.3628 | 8809.5517 | 8085.6995 | 7032.4967 | 6036.6489 | 5287.2989 | 4672.6325 | 4861.9337 | 4348.419 | 3965.1556 | 4286.5874 | 4393.6371 | 4051.1268 | 3281.6691 | 3100.0316 | 3470.3142 | 3682.8747 | 4715.7519 | 3990.419 | 3218.4389 | 2765.3936 | 2752.8295 | 2684.9611 | 2513.6879 | 2352.9057
Utility renewables | 8570.9878 | 21175.4006 | 27158.5198 | 26557.1338 | 35766.4545 | 33413.2694 | 29223.2272 | 21257.71 | 18869.4283 | 25397.3996 | 27047.8795 | 20257.9072 | 21615.7542 | 18910.7214 | 17610.3591 | 17195.6068 | 18671.3272 | 20961.8232 | 23962.4282 | 28103.316 | 28624.3801 | 27140.6502 | 20484.4178 | 23966.17 | 26171.6798 | 22274.2678
Rooftop solar | 11461.5109 | 11282.6202 | 11509.1314 | 12881.1959 | 12964.2824 | 12934.3559 | 12078.1519 | 11917.29 | 12634.0623 | 12480.7689 | 13637.9086 | 14474.0151 | 14453.345 | 13610.2213 | 13467.2598 | 13338.0566 | 13322.2595 | 14211.8875 | 15058.6799 | 16153.5722 | 17997.9513 | 18844.2356 | 18568.2989 | 19174.4685 | 18530.2269 | 19027.7838
Batteries | 2607.9368 | 6188.5061 | 4838.4875 | 5629.7227 | 5059.9667 | 6713.5812 | 6295.4545 | 6254.8825 | 6823.0705 | 7362.1822 | 8128.5427 | 8795.2104 | 8636.6121 | 9330.8314 | 9935.4879 | 9794.5328 | 10135.7691 | 10489.2769 | 10955.1501 | 11397.7861 | 12019.5538 | 12571.8293 | 12665.5638 | 13176.9182 | 13573.5072 | 13696.209
Transmission | 2464.495 | 3714.9845 | 4169.687 | 4169.687 | 2007.9453 | 276.2175 | 633.5797 | 547.9325 | 547.9325 | 547.9325 | 466.255 | 191.9 | 191.9 | 64.4 | 64.54 | 237.06 | 891.5029 | 904.9829 | 904.9829 | 1005.9762 | 833.4562 | 265.1562 | 86.1429 | 0 | 0 | 0
Total | 36295.2856 | 51770.8742 | 56485.3773 | 57323.4389 | 62831.1456 | 59374.0729 | 53517.7122 | 44650.4474 | 43736.4273 | 50136.7022 | 53245.7414 | 48005.6201 | 49291.2483 | 45967.3009 | 44359.3159 | 43665.2879 | 46491.1728 | 50250.8451 | 55596.993 | 60651.0694 | 62693.7802 | 61587.2649 | 54557.2528 | 59002.5178 | 60789.1019 | 57351.1664