## Contents
Quarterly Energy Dynamics - Q4 2021
Figures from the report, January 2022
This worksheet contains the figures and corresponding data from the report:
Figure 1 Cooler across the East coast
Figure 2 La Niña conditions in Q4 2021
Figure 3 Decreased cooling requirements in Adelaide and Sydney
Figure 4 New South Wales leads underlying demand decrease
Figure 5 Distributed PV output substantially reduces daytime demand
Figure 6 Lowest November underlying demand in recent years for New South Wales
Figure 7 SA minimum demand falls to 104 MW
Figure 8 NSW and VIC both set new records
Figure 9 Q4 maximum demand fall in mainland NEM
Figure 10 Lowest NSW Q4 maximum demand since 2001
Figure 11 Record Q4 daily demand swing in Queensland
Figure 12 Operational demand swing of 3,605 MW from 1030 hrs to 1900 hrs
Figure 13 A slowing decline in NEM prices
Figure 14 Queensland prices hold up the NEM average
Figure 15 North-South price divide continues
Figure 16 Energy prices and volatility rising through the quarter
Figure 17 Lower daytime prices, higher evening and overnight prices
Figure 18 Victorian middle-of-day prices fall below zero
Figure 19 Highest Q4 cap returns since 2009
Figure 20 Weather-driven demand variability triggers volatility in South Australia
Figure 21 Pre 5MS – Rebidding after Qld price spikes
Figure 22 Post 5MS – No rebidding after price spikes
Figure 23 Negative prices declined from October highs but still set quarterly records
Figure 24 Significant increase in minus $35/MWh to $50/MWh price band in Q4 2021
Figure 25 NEM VRE shift bid volumes from minus $1,000/MWh to less negative price bands
Figure 26 Thermal price setting frequency steady in the north, falling in the south
Figure 27 Black coal and gas offers setting higher prices in Q4 2021
Figure 28 Queensland Cal22 swaps rise strongly
Figure 29 Queensland Q1 2022 swaps rally
Figure 30 Renewable energy leads output increase
Figure 31 Renewable energy displaces thermal generation in Q4 2021
Figure 32 Q4 NEM black coal-fired output at new lows
Figure 33 Decline in coal generation across the NEM
Figure 34 Reduced availability at Tarong mid- quarter
Figure 35 NSW black coal-fired generation shifting offers to higher price bands
Figure 36 Decline in midday brown coal output more pronounced in Q421
Figure 37 GPG declines to its lowest Q4 since 2003
Figure 38 Record low Q4 SA gas generation
Figure 39 Syncons enable lower gas generation
Figure 40 Hydro Tasmania leads hydro generation increase
Figure 41 Hydro Tasmania generation flex
Figure 42 NEM VRE output increased by 20%
Figure 43 NSW and VIC lead VRE output increase
Figure 44 NEM instantaneous renewable penetration reached 61.8%
Figure 45 Record low quarterly emissions
Figure 46 Battery net revenue higher than Q4 2020 but lower than Q3 2021
Figure 47 Increase VIC battery FCAS enablement in Q421
Figure 48 VBB participates in all eight FCAS markets
Figure 49 Majority of pumped hydro revenue captured in December
Figure 50 Exports from Queensland and Tasmania fall
Figure 51 VIC-NSW interconnector flows reduced during daytime hours
Figure 52 Constraints affecting daytime flows
Figure 53 Volatility in South Australia and Queensland lifts IRSR returns
Figure 54 Negative residues reduce but remain elevated
Figure 55 Negative Residue Management constraints bind with record frequency
Figure 56 FCAS and directions continue to elevate NEM system costs
Figure 57 Queensland FCAS costs remain high
Figure 58 Battery provision of FCAS increases with VBB commissioning
Figure 59 Top 2 days accounted for 77% of Queensland’s Q4 FCAS costs
Figure 60 South Australian directions cost and time reached new highs
Figure 61 Reduced directions since update in system strength limits
Figure 62 No of gas generation units directed reduced
Figure 63 VRE curtailment continues to rise
Figure 64 Grid-solar curtailment accounted for 61% of total
Figure 65 Record thermal coal price continue
Figure 66 Increased curtailment influence rebidding
Figure 67 Curtailment percentage growing in Victoria and New South Wales, moderating elsewhere
Figure 68 GLNG and QCLNG drive record calendar year flows to Curtis Island for LNG export
Figure 69 Domestic prices increase but remain well below international prices
Figure 70 DWGM bids driving price increases in November and December 2021
Figure 71 Asian LNG price rallied to new record
Figure 72 Brent Crude steadies late in quarter
Figure 73 Thermal coal decline from record high
Figure 74 East coast gas production down 2%
Figure 75 Victorian gas exports partially offset Queensland domestic supply
Figure 76 Iona heavily utilised in November before recovering
Figure 77 Highest gas flows north to Queensland since 2017
Figure 78 Average Balancing Price and STEM Price converge, STEM cleared quantity highest since Q419
Figure 79 GSH records second highest trading year on record
Figure 80 Day Ahead Auction utilisation sets a record for any quarter
Figure 81 Western Australia domestic gas consumption drops 3.0% from Q3 2021
Figure 82 Western Australia domestic gas production drops 2.5% from Q3 2021
Figure 83 Slight increase in net gas flows from Storage Facilities
Figure 84 Underlying demand increases, higher distributed PV reduces midday operational demand
Figure 85 Operational demand on 14 November 2021
Figure 86 Minimum operational demand trends downwards in the shoulder seasons
Figure 87 New Q4 maximum operational demand record was driven by late December heatwave in Perth
Figure 88 Weighted average STEM price continues its upwards trend from Q4 2020
Figure 89 Lower daytime prices result in increased negative price impact
Figure 90 Perth heatwave drives high demand and prices
Figure 91 Reduced NSG during high demand intervals contributed to high prices
Figure 92 Lower volumes offered at the floor and ceiling, and greater volumes at $50-200/MWh
Figure 93 Wind and solar facilities play their largest role yet in setting the Balancing Price
Figure 94 Solar, wind and coal generation displaces gas generation throughout the day
Figure 95 Renewable energy meets a record share of underlying demand in the WEM
Figure 96 Greater variance between daily minimum and maximum operational demand is resulting in increases in average daily ramp rates and gas generation
Figure 97 Total cost of operating the power system increased by 10.4% in Q4 2021
Figure 98 Average LFAS prices increased this quarter for the first time since Q4 2020
Figure 99 Constrained off compensation in Q4 2021 driven by several low load events in November

## Figure 1
Quarterly Energy Dynamics - Q4 2021 | [5 empty] | Contents
Figures from the report, January 2022
Figure 1 Cooler across the East coast
Average maximum temperature variance by capital city
°C
| BRI | SYD | MEL | ADL | HOB
Q4 21 vs Q4 20 | -0.47007 | -0.93975 | -1.1291 | -1.7704 | -1.0144
Q4 21 vs 10yr average | -0.34552 | -0.78766 | -1.9074 | -2.22 | -1.2671 |  | ̊̊
Source: Bureau of Meteorology

## Figure 2
Quarterly Energy Dynamics - Q4 2021 | Contents
Figures from the report, January 2022
Figure 2 La Niña conditions in Q4 2021
Australian rainfall deciles – 1 October to 31 December 2021
1Bureau of Meteorology 2021, Recent and historical rainfall maps: http://www.bom.gov.au/climate/maps/rainfall/?variable=rainfall&map=decile&period=3month&region=nat&year=2021&month=12&day=31

## Figure 3
Quarterly Energy Dynamics - Q4 2021 |  |  | Contents
Figures from the report, January 2022
Figure 3 Decreased cooling requirements in Adelaide and Sydney
Cooling degree days (Q4s) – 2010 to 2021
Count
Year | Adelaide | Sydney
2010 | 39.2 | 9.55
2011 | 31.85 | 11.6
2012 | 53.5 | 26.5
2013 | 42.3 | 27.2
2014 | 27.55 | 34.7
2015 | 115.2 | 34.1
2016 | 33.3 | 43.25
2017 | 84.85 | 45.6
2018 | 70.4 | 36.95
2019 | 103.35 | 33.9
2020 | 41.65 | 31.3
2021 | 20.5 | 10.65
A “cooling degree day” (CDD) is a measurement used as an indicator of outside temperature levels above what is considered a comfortable temperature. CDD value is calculated as max (0, average [maximum temperature, minimum temperature] – 24).

## Figure 4
Quarterly Energy Dynamics - Q4 2021 | [5 empty] | Contents
Figures from the report, January 2022
Figure 4 New South Wales leads underlying demand decrease
Change in average operational demand – Q4 2021 vs Q4 2020
MW
| NSW | QLD | SA | TAS | VIC
Operational Demand | -224.4753 | -82.2147 | -93.1076 | 27.8422 | -93.3132
Underlying Demand | -61.1302 | 34.1008 | -25.912 | 35.1109 | 44.1074
Distributed PV Impact | -163.3451 | -116.3155 | -67.1956 | -7.2688 | -137.4205

## Figure 5
Quarterly Energy Dynamics - Q4 2021 |  |  |  | Contents
Figures from the report, January 2022
Figure 5 Distributed PV output substantially reduces daytime demand
Change in average NEM operational demand – Q4 2021 vs Q4 2020
MW
Time ending | Underlying demand | Distributed PV impact | Operational Demand
0:30 | -25.3261 | 0 | -25.3261
1:00 | 39.1957 | 0 | 39.1957
1:30 | 77.4457 | 0 | 77.4457
2:00 | 76.4565 | 0 | 76.4565
2:30 | 70.7935 | 0 | 70.7935
3:00 | 51.0652 | 0 | 51.0652
3:30 | 44.7935 | 0 | 44.7935
4:00 | 54.2717 | 0 | 54.2717
4:30 | 67.1413 | 0 | 67.1413
5:00 | 91.0353 | -1.0245 | 90.0109
5:30 | 131.15 | -22.5522 | 108.5978
6:00 | 173.8666 | -98.5623 | 75.3043
6:30 | 212.2896 | -227.0287 | -14.7391
7:00 | 240.8571 | -397.868 | -157.0109
7:30 | 270.342 | -591.9724 | -321.6304
8:00 | 298.5458 | -784.0785 | -485.5326
8:30 | 289.5054 | -931.5598 | -642.0543
9:00 | 283.1008 | -1088.1443 | -805.0435
9:30 | 226.0092 | -1218.2809 | -992.2717
10:00 | 185.5454 | -1321.6541 | -1136.1087
10:30 | 164.811 | -1388.9197 | -1224.1087
11:00 | 140.431 | -1457.9962 | -1317.5652
11:30 | 115.5343 | -1493.7408 | -1378.2065
12:00 | 89.8972 | -1509.9189 | -1420.0217
12:30 | 20.8057 | -1452.9035 | -1432.0978
13:00 | -32.498 | -1398.6324 | -1431.1304
13:30 | -85.7389 | -1333.8806 | -1419.6196
14:00 | -126.4696 | -1251.7695 | -1378.2391
14:30 | -150.3781 | -1168.6653 | -1319.0435
15:00 | -219.7871 | -1051.8433 | -1271.6304
15:30 | -237.5833 | -930.6341 | -1168.2174
16:00 | -267.0053 | -778.2121 | -1045.2174
16:30 | -264.2392 | -613.0325 | -877.2717
17:00 | -207.901 | -463.6098 | -671.5109
17:30 | -193.1943 | -317.3057 | -510.5
18:00 | -154.7122 | -184.7226 | -339.4348
18:30 | -112.4449 | -81.8595 | -194.3043
19:00 | -99.4907 | -27.3572 | -126.8478
19:30 | -85.8667 | -5.9594 | -91.8261
20:00 | -44.3965 | -0.49477 | -44.8913
20:30 | 32.7609 | 0 | 32.7609
21:00 | 73.1848 | 0 | 73.1848
21:30 | 44.5435 | 0 | 44.5435
22:00 | 38.1739 | 0 | 38.1739
22:30 | 1.1522 | 0 | 1.1522
23:00 | -3.8696 | 0 | -3.8696
23:30 | -3.1087 | 0 | -3.1087
0:00 | -29.4022 | 0 | -29.4022

## Figure 6
Quarterly Energy Dynamics - Q4 2021 |  | Contents
Figures from the report, January 2022
Figure 6 Lowest November underlying demand in recent years for New South Wales
Average New South Wales underlying demand - Novembers
MW
Year | Underlying demand
2016 | 7956.9097
2017 | 7860.0241
2018 | 7859.1877
2019 | 8001.3237
2020 | 8047.7267
2021 | 7682.9916

## Figure 7
Quarterly Energy Dynamics - Q4 2021 |  | Contents
Figures from the report, January 2022
Figure 7 SA minimum demand falls to 104 MW
SA monthly minimum operational demand – Oct-20 to Dec-21
MW
Month/Year | SA
2020-10-01 | 300
2020-11-01 | 344
2020-12-01 | 350
2021-01-01 | 428
2021-02-01 | 386
2021-03-01 | 358
2021-04-01 | 523
2021-05-01 | 613
2021-06-01 | 718
2021-07-01 | 807
2021-08-01 | 453
2021-09-01 | 236
2021-10-01 | 188
2021-11-01 | 104
2021-12-01 | 192

## Figure 8
Quarterly Energy Dynamics - Q4 2021 |  |  | Contents
Figures from the report, January 2022
Figure 8 NSW and VIC both set new records
NSW and VIC all time minimum operational demand - annual
MW
Year | NSW | VIC
1999 | 4636 | 3558
2000 | 4642 | 3410
2001 | 4920 | 3612
2002 | 5042 | 3764
2003 | 5402 | 3826
2004 | 5182 | 3910
2005 | 5426 | 3878
2006 | 5511 | 4026
2007 | 5649 | 4038
2008 | 5682 | 4067
2009 | 5748 | 4112
2010 | 5826 | 3948
2011 | 5692 | 4078
2012 | 5165 | 3821
2013 | 5157 | 3859
2014 | 5339 | 3602
2015 | 5466 | 3673
2016 | 5516 | 3401
2017 | 5422 | 3217
2018 | 5617 | 3484
2019 | 5669 | 3363
2020 | 5370 | 2529
2021 | 4425 | 2333

## Figure 9
Quarterly Energy Dynamics - Q4 2021 |  |  |  |  | Contents
Figures from the report, January 2022
Figure 9 Q4 maximum demand fall in mainland NEM
NEM maximum operational demands – Q4 2021 vs Q4 2020
MW
| NSW | QLD | SA | VIC
Q4 2020 | 12546 | 9386 | 2633 | 8014
Q4 2021 | 11176 | 9147 | 2432 | 7547

## Figure 10
Quarterly Energy Dynamics - Q4 2021 |  | Contents
Figures from the report, January 2022
Figure 10 Lowest NSW Q4 maximum demand since 2001
NSW maximum operational demands – Q4s
MW
Year | NSW
2001 | 10524
2002 | 11596
2003 | 11480
2004 | 12840
2005 | 12931
2006 | 12433
2007 | 11536
2008 | 11605
2009 | 13620
2010 | 11398
2011 | 11956
2012 | 11976
2013 | 12027
2014 | 11883
2015 | 12802
2016 | 12430
2017 | 13093
2018 | 11443
2019 | 11797
2020 | 12546
2021 | 11176

## Figure 11
Quarterly Energy Dynamics - Q4 2021 |  | Contents
Figures from the report, January 2022
Figure 11 Record Q4 daily demand swing in Queensland
QLD maximum daytime intra-day operational demand swing (Q4s1)
MW
Year | QLD
2015 | 2295
2016 | 2575
2017 | 2456
2018 | 3444
2019 | 3021
2020 | 3457
2021 | 3605
1Daytime intra-day operational demand swing is measured for each day as the difference between minimum and maximum operational demands recorded between 0600 hrs and 2000 hrs.
Prior to high levels of distributed PV penetration, daily minimum demands typically fell outside this window, in the early overnight hours.

## Figure 12
Quarterly Energy Dynamics - Q4 2021 |  | Contents
Figures from the report, January 2022
Figure 12 Operational demand swing of 3,605 MW from 1030 hrs to 1900 hrs
QLD operational demand - 4 October 2021
MW
Time ending | QLD
44473.0208 | 5488
44473.0417 | 5380
44473.0625 | 5259
44473.0833 | 5195
44473.1042 | 5141
44473.125 | 5128
44473.1458 | 5113
44473.1667 | 5093
44473.1875 | 5097
44473.2083 | 5130
44473.2292 | 5184
44473.25 | 5163
44473.2708 | 5060
44473.2917 | 4941
44473.3125 | 4928
44473.3333 | 4764
44473.3542 | 4697
44473.375 | 4470
44473.3958 | 4346
44473.4167 | 4282
44473.4375 | 4228
44473.4583 | 4241
44473.4792 | 4279
44473.5 | 4372
44473.5208 | 4511
44473.5417 | 4680
44473.5625 | 4882
44473.5833 | 5136
44473.6042 | 5457
44473.625 | 5830
44473.6458 | 6211
44473.6667 | 6624
44473.6875 | 7020
44473.7083 | 7367
44473.7292 | 7471
44473.75 | 7570
44473.7708 | 7736
44473.7917 | 7833
44473.8125 | 7662
44473.8333 | 7473
44473.8542 | 7303
44473.875 | 7026
44473.8958 | 6758
44473.9167 | 6556
44473.9375 | 6354
44473.9583 | 6212
44473.9792 | 5990
44474 | 5799

## Figure 13
Quarterly Energy Dynamics - Q4 2021 |  | Contents
Figures from the report, January 2022
Figure 13 A slowing decline in NEM prices
Mainland average wholesale electricity price
$/MWh
Quarter/Year | Average price ($/MWh)
Q4 18 | 90.2171
Q1 19 | 127.5956
Q2 19 | 86.7721
Q3 19 | 79.8781
Q4 19 | 70.5986
Q1 20 | 70.8659
Q2 20 | 39.5649
Q3 20 | 42.3829
Q4 20 | 43.7882
Q1 21 | 36.5165
Q2 21 | 94.7478
Q3 21 | 66.3818
Q4 21 | 57.4408

## Figure 14
Quarterly Energy Dynamics - Q4 2021 |  |  |  |  | Contents
Figures from the report, January 2022
Figure 14 Queensland prices hold up the NEM average
Average wholesale electricity price by region1
$/MWh
Region | Year | Quarter | Energy | Cap
QLD | 2020 | Q4 | 40.7803 | 4.2237
QLD | 2021 | Q3 | 61.9034 | 18.3566
QLD | 2021 | Q4 | 70.4152 | 26.8071
NSW | 2020 | Q4 | 49.9262 | 14.0011
NSW | 2021 | Q3 | 70.6002 | 7.4007
NSW | 2021 | Q4 | 61.5853 | 1.5735
VIC | 2020 | Q4 | 37.4756 | 0.005095
VIC | 2021 | Q3 | 54.5843 | 1.198
VIC | 2021 | Q4 | 28.4884 | 0.0096117
SA | 2020 | Q4 | 28.5569 | 0.18383
SA | 2021 | Q3 | 50.2177 | 1.2664
SA | 2021 | Q4 | 29.7641 | 11.1201
TAS | 2020 | Q4 | 42.9234 | 2.8456
TAS | 2021 | Q3 | 25.0016 | 0.47099
TAS | 2021 | Q4 | 30.1494 | 0.16658
1‘Energy price’ is used in electricity pricing to remove the impact of price volatility (that is, price above $300/MWh).
Q4 21
Q4 20
Q3 21

## Figure 15
Quarterly Energy Dynamics - Q4 2021 | [5 empty] | Contents
Figures from the report, January 2022
Figure 15 North-South price divide continues
Average spot electricity price by mainland NEM region
$/MWh
Quarter/Year | NSW | QLD | SA | TAS | VIC
Q4 19 | 74.6392 | 63.3796 | 67.5919 | 76.1369 | 76.7836
Q1 20 | 85.9024 | 53.9567 | 64.7906 | 44.5319 | 78.8138
Q2 20 | 43.4513 | 33.9276 | 40.3122 | 31.551 | 40.5684
Q3 20 | 46.3346 | 32.0655 | 40.3087 | 50.0924 | 50.8228
Q4 20 | 63.9273 | 45.004 | 28.7408 | 45.7689 | 37.4807
Q1 21 | 37.7296 | 42.6472 | 40.5723 | 33.5764 | 25.117
Q2 21 | 111.1834 | 127.8281 | 69.8736 | 45.1126 | 70.106
Q3 21 | 78.0009 | 80.26 | 51.4841 | 25.4726 | 55.7822
Q4 21 | 63.1588 | 97.2223 | 40.8842 | 30.316 | 28.498

## Figure 16
Quarterly Energy Dynamics - Q4 2021 |  |  |  | Contents
Figures from the report, January 2022
Figure 16 Energy prices and volatility rising through the quarter
Average wholesale monthly electricity price (energy and cap) by region and month – Q4 2021
$/MWh
|  | Energy | Cap
October 2021 | QLD | 54.6779 | 11.801
| NSW | 57.0062 | 0.11081
| VIC | 18.4399 | 0.017313
| SA | 10.0227 | 4.5195
| TAS | 9.2781 | 0.10016
November 2021 | QLD | 73.3648 | 23.1872
| NSW | 59.8316 | 4.6085
| VIC | 35.012 | 0.0040196
| SA | 35.7751 | 1.9152
| TAS | 31.6205 | 0.14417
December 2021 | QLD | 83.2979 | 45.3165
| NSW | 67.8615 | 0.098925
| VIC | 32.2238 | 0.0073222
| SA | 43.6884 | 26.6287
| TAS | 49.5971 | 0.2547

## Figure 17
Quarterly Energy Dynamics - Q4 2021 |  |  | Contents
Figures from the report, January 2022
Figure 17 Lower daytime prices, higher evening and overnight prices
Mainland NEM average Q4 energy prices by time of day
$/MWh
Time ending | Q4 2021 | Q4 2020
0:05 | 72.3277 | 45.5334
0:10 | 68.7127 | 44.6319
0:15 | 67.8014 | 43.5824
0:20 | 62.5287 | 41.2062
0:25 | 61.7272 | 40.3
0:30 | 59.6002 | 38.8838
0:35 | 64.522 | 43.2641
0:40 | 66.7306 | 43.469
0:45 | 61.6607 | 40.2242
0:50 | 60.3462 | 38.4758
0:55 | 58.1298 | 37.3134
1:00 | 55.5704 | 34.9598
1:05 | 59.4469 | 39.2962
1:10 | 59.2799 | 37.8342
1:15 | 55.095 | 35.954
1:20 | 51.2824 | 35.0918
1:25 | 51.2977 | 33.627
1:30 | 49.2194 | 33.4236
1:35 | 51.8837 | 35.6761
1:40 | 51.2218 | 35.5111
1:45 | 50.6893 | 33.7973
1:50 | 49.3099 | 31.7456
1:55 | 47.3557 | 33.1655
2:00 | 46.1519 | 32.7396
2:05 | 48.2026 | 33.7167
2:10 | 47.9886 | 33.5594
2:15 | 47.5128 | 33.2533
2:20 | 47.9635 | 31.7115
2:25 | 46.7422 | 31.7125
2:30 | 44.9771 | 30.8826
2:35 | 45.1132 | 32.8447
2:40 | 45.1121 | 32.6216
2:45 | 45.1185 | 33.0978
2:50 | 45.2843 | 32.2047
2:55 | 43.7367 | 30.574
3:00 | 43.7757 | 31.8708
3:05 | 45.024 | 32.7107
3:10 | 44.4506 | 32.3254
3:15 | 44.1187 | 30.6491
3:20 | 45.3042 | 31.2656
3:25 | 44.7799 | 31.5003
3:30 | 44.7257 | 32.0723
3:35 | 44.3917 | 30.5381
3:40 | 46.5598 | 31.4329
3:45 | 46.3547 | 33.2178
3:50 | 45.4936 | 32.7668
3:55 | 46.5346 | 33.7863
4:00 | 47.0138 | 34.0554
4:05 | 50.1566 | 32.3841
4:10 | 49.9547 | 36.4509
4:15 | 51.9035 | 34.0291
4:20 | 52.1894 | 37.3065
4:25 | 52.141 | 37.0709
4:30 | 53.9145 | 36.8535
4:35 | 50.9146 | 34.11
4:40 | 51.7053 | 35.1535
4:45 | 51.9244 | 35.0454
4:50 | 54.3978 | 37.6668
4:55 | 58.0922 | 40.1229
5:00 | 58.6137 | 41.9218
5:05 | 60.4883 | 36.7769
5:10 | 66.4159 | 43.4162
5:15 | 66.4645 | 44.2746
5:20 | 68.3193 | 44.4331
5:25 | 67.7592 | 45.6217
5:30 | 70.8805 | 47.2006
5:35 | 57.8204 | 40.5227
5:40 | 57.8026 | 43.0306
5:45 | 57.1296 | 45.7134
5:50 | 54.8761 | 54.7293
5:55 | 54.4888 | 47.5735
6:00 | 52.6988 | 56.1902
6:05 | 53.6309 | 42.3629
6:10 | 56.3587 | 43.2371
6:15 | 53.4447 | 44.2137
6:20 | 50.9012 | 44.1842
6:25 | 49.335 | 45.3977
6:30 | 46.2024 | 42.4677
6:35 | 49.2696 | 43.3449
6:40 | 51.6707 | 44.146
6:45 | 41.9153 | 46.9028
6:50 | 39.784 | 43.8143
6:55 | 38.6161 | 44.6858
7:00 | 35.4194 | 44.7014
7:05 | 33.7644 | 29.0032
7:10 | 40.4301 | 39.2754
7:15 | 35.4999 | 33.1902
7:20 | 35.907 | 34.8511
7:25 | 28.6173 | 33.8574
7:30 | 29.0682 | 34.5581
7:35 | 31.0897 | 35.5789
7:40 | 33.6081 | 35.29
7:45 | 26.1477 | 26.7854
7:50 | 28.4444 | 27.4912
7:55 | 23.701 | 27.9231
8:00 | 24.2195 | 30.1482
8:05 | 33.4549 | 31.6383
8:10 | 32.2564 | 34.7186
8:15 | 23.702 | 32.9843
8:20 | 24.6732 | 33.1702
8:25 | 20.1756 | 32.3465
8:30 | 15.8319 | 28.6811
8:35 | 22.7344 | 29.6774
8:40 | 20.4662 | 30.1695
8:45 | 14.6549 | 29.8119
8:50 | 17.94 | 24.6922
8:55 | 9.5489 | 26.7189
9:00 | 15.3397 | 26.4437
9:05 | 20.7732 | 27.1104
9:10 | 22.8695 | 31.7102
9:15 | 20.3775 | 30.394
9:20 | 20.2054 | 18.4177
9:25 | 18.3908 | 16.0582
9:30 | 16.6179 | 20.677
9:35 | 19.079 | 14.9734
9:40 | 17.0873 | 24.505
9:45 | 15.381 | 20.9649
9:50 | 13.1091 | 23.8223
9:55 | 9.3782 | 20.2169
10:00 | 9.3448 | 23.1537
10:05 | 10.8329 | 22.1467
10:10 | 11.6031 | 24.095
10:15 | 12.1799 | 24.1154
10:20 | 12.2688 | 26.8195
10:25 | 7.7385 | 24.7748
10:30 | 6.9694 | 21.8628
10:35 | 12.8432 | 16.6516
10:40 | 11.8049 | 16.9155
10:45 | 9.6028 | 21.6414
10:50 | 4.1122 | 24.3622
10:55 | 10.3936 | 25.5978
11:00 | 7.8123 | 24.213
11:05 | 8.5265 | 15.8758
11:10 | 7.7304 | 21.3114
11:15 | 11.0373 | 16.7569
11:20 | 7.0808 | 18.3833
11:25 | 9.1363 | 23.2034
11:30 | 7.9232 | 24.9258
11:35 | 7.0119 | 17.0163
11:40 | 7.4744 | 23.1033
11:45 | 3.9551 | 23.6578
11:50 | 5.6233 | 24.3407
11:55 | 8.504 | 24.1133
12:00 | 11.8251 | 24.0078
12:05 | 1.7233 | 19.0972
12:10 | 7.6966 | 20.0091
12:15 | 6.7423 | 20.3934
12:20 | 5.0253 | 18.8927
12:25 | 5.6058 | 25.1765
12:30 | 9.1233 | 24.91
12:35 | 10.7 | 22.6641
12:40 | 12.2396 | 22.7478
12:45 | 10.0308 | 25.3264
12:50 | 10.7202 | 28.0588
12:55 | 11.2458 | 19.3002
13:00 | 10.5011 | 29.846
13:05 | 9.4159 | 21.3477
13:10 | 12.2585 | 20.1202
13:15 | 10.6072 | 19.8819
13:20 | 14.2082 | 17.5379
13:25 | 12.1693 | 18.2435
13:30 | 14.0758 | 18.3122
13:35 | 14.893 | 19.3267
13:40 | 15.7188 | 22.8511
13:45 | 11.8724 | 24.6454
13:50 | 13.9392 | 30.6092
13:55 | 19.4906 | 26.2638
14:00 | 16.5027 | 30.499
14:05 | 17.2079 | 21.0629
14:10 | 22.0342 | 26.886
14:15 | 20.046 | 27.5275
14:20 | 21.0331 | 34.407
14:25 | 25.2417 | 34.7017
14:30 | 23.9518 | 34.033
14:35 | 19.3534 | 25.9727
14:40 | 24.2811 | 31.5588
14:45 | 25.6226 | 28.3485
14:50 | 27.8417 | 35.265
14:55 | 33.5652 | 38.4459
15:00 | 30.4982 | 36.9757
15:05 | 28.9863 | 22.7194
15:10 | 26.9078 | 32.9889
15:15 | 28.5502 | 32.9663
15:20 | 32.87 | 35.9971
15:25 | 35.9908 | 40.546
15:30 | 35.2257 | 46.4753
15:35 | 35.044 | 28.4019
15:40 | 36.0425 | 33.855
15:45 | 37.6371 | 37.3708
15:50 | 42.0023 | 39.4035
15:55 | 44.2143 | 39.5391
16:00 | 45.9547 | 46.0601
16:05 | 30.4619 | 25.8655
16:10 | 31.5644 | 37.4132
16:15 | 33.4492 | 41.2311
16:20 | 39.4103 | 46.4712
16:25 | 45.5954 | 45.3805
16:30 | 48.6443 | 48.9749
16:35 | 44.0697 | 32.4341
16:40 | 49.5864 | 44.0178
16:45 | 54.0544 | 49.8119
16:50 | 58.3153 | 51.3824
16:55 | 65.8375 | 54.9803
17:00 | 73.0627 | 59.8022
17:05 | 54.1568 | 37.9046
17:10 | 58.3377 | 46.3388
17:15 | 65.9791 | 47.7268
17:20 | 66.8919 | 48.276
17:25 | 72.1418 | 62.8358
17:30 | 84.8276 | 67.9677
17:35 | 69.8383 | 51.1309
17:40 | 68.5402 | 57.8057
17:45 | 76.029 | 60.7501
17:50 | 81.307 | 71.7785
17:55 | 93.6254 | 80.9341
18:00 | 91.1529 | 85.6383
18:05 | 88.6943 | 72.5213
18:10 | 94.8311 | 69.4838
18:15 | 104.7517 | 77.3541
18:20 | 104.4368 | 79.581
18:25 | 115.7805 | 87.5467
18:30 | 109.6882 | 85.5768
18:35 | 118.9436 | 94.348
18:40 | 129.2933 | 101.7997
18:45 | 120.8916 | 89.3547
18:50 | 119.8123 | 85.6707
18:55 | 117.9022 | 72.2973
19:00 | 109.6638 | 68.7961
19:05 | 117.103 | 81.8609
19:10 | 107.8411 | 72.5064
19:15 | 102.9593 | 62.5701
19:20 | 93.4046 | 58.4562
19:25 | 90.4628 | 54.5308
19:30 | 84.6783 | 52.2095
19:35 | 106.7137 | 67.0923
19:40 | 104.187 | 68.0012
19:45 | 93.0308 | 61.2718
19:50 | 94.0414 | 59.3753
19:55 | 85.8216 | 54.829
20:00 | 78.6758 | 48.9712
20:05 | 92.9778 | 75.505
20:10 | 90.4195 | 60.1238
20:15 | 83.0771 | 52.6496
20:20 | 75.9359 | 49.1276
20:25 | 75.4481 | 46.6881
20:30 | 70.7528 | 44.0051
20:35 | 78.7491 | 54.2668
20:40 | 75.1338 | 52.8113
20:45 | 74.4207 | 52.5889
20:50 | 70.3829 | 47.7418
20:55 | 66.2965 | 42.3431
21:00 | 62.7592 | 39.8752
21:05 | 76.2076 | 51.7961
21:10 | 76.5489 | 49.0124
21:15 | 74.514 | 48.5853
21:20 | 68.3524 | 46.3219
21:25 | 64.9929 | 43.0413
21:30 | 60.7057 | 40.7985
21:35 | 71.4544 | 47.0902
21:40 | 66.6407 | 42.4719
21:45 | 62.6517 | 40.2305
21:50 | 58.4157 | 37.8972
21:55 | 57.3949 | 35.2125
22:00 | 54.6026 | 34.4777
22:05 | 82.4163 | 61.3496
22:10 | 83.5451 | 50.8194
22:15 | 74.2612 | 45.4451
22:20 | 67.926 | 40.8788
22:25 | 64.8876 | 41.1005
22:30 | 64.9789 | 40.7324
22:35 | 69.4241 | 44.2038
22:40 | 69.5714 | 41.7293
22:45 | 67.8707 | 40.456
22:50 | 61.1768 | 37.8007
22:55 | 57.9685 | 37.8518
23:00 | 55.1164 | 36.2253
23:05 | 63.0223 | 43.3099
23:10 | 66.6143 | 44.8793
23:15 | 68.9253 | 46.6741
23:20 | 63.7173 | 44.0581
23:25 | 64.0605 | 43.5455
23:30 | 64.6906 | 44.155
23:35 | 76.7001 | 56.8056
23:40 | 67.272 | 46.4495
23:45 | 64.599 | 45.7642
23:50 | 62.2532 | 43.1296
23:55 | 58.9041 | 41.008
24:00 | 58.7329 | 39.7231

## Figure 18
Quarterly Energy Dynamics - Q4 2021 |  |  | Contents
Figures from the report, January 2022
Figure 18 Victorian middle-of-day prices fall below zero
Victoria average Q4 spot prices by time of day
$/MWh
Time ending | Q4 2021 | Q4 2020
0:05 | 49.4176 | 45.2146
0:10 | 47.5547 | 43.5931
0:15 | 44.6764 | 42.691
0:20 | 41.0706 | 40.0891
0:25 | 39.9061 | 37.9953
0:30 | 38.2325 | 35.8229
0:35 | 43.2797 | 41.1946
0:40 | 44.6618 | 41.6599
0:45 | 38.0551 | 37.1344
0:50 | 37.9046 | 35.2404
0:55 | 37.2733 | 33.0181
1:00 | 35.432 | 31.442
1:05 | 38.9547 | 36.5815
1:10 | 38.5366 | 34.5016
1:15 | 36.2626 | 32.9062
1:20 | 32.8437 | 30.676
1:25 | 32.2261 | 28.8366
1:30 | 30.1894 | 28.5576
1:35 | 33.7602 | 30.9672
1:40 | 32.0984 | 30.5559
1:45 | 30.3394 | 27.793
1:50 | 30.1462 | 28.0029
1:55 | 28.7382 | 26.9538
2:00 | 28.0846 | 26.3897
2:05 | 29.6794 | 26.9116
2:10 | 29.0129 | 27.1742
2:15 | 28.6184 | 27.1976
2:20 | 29.1087 | 25.4753
2:25 | 27.7342 | 25.1723
2:30 | 26.2273 | 23.795
2:35 | 25.8294 | 27.3412
2:40 | 25.6609 | 26.0896
2:45 | 25.5318 | 26.45
2:50 | 26.6857 | 26.2444
2:55 | 24.0985 | 23.5531
3:00 | 24.919 | 24.6831
3:05 | 26.1346 | 26.1576
3:10 | 25.145 | 25.8664
3:15 | 23.8265 | 23.6087
3:20 | 24.9817 | 23.6278
3:25 | 23.4658 | 24.7171
3:30 | 23.0515 | 25.349
3:35 | 24.9267 | 26.1562
3:40 | 25.0826 | 23.5852
3:45 | 25.608 | 26.3441
3:50 | 27.0106 | 25.2365
3:55 | 26.0011 | 26.9619
4:00 | 26.812 | 27.1916
4:05 | 28.3852 | 23.9136
4:10 | 29.0605 | 31.1484
4:15 | 30.6236 | 29.0024
4:20 | 31.0307 | 32.2958
4:25 | 32.6968 | 32.5168
4:30 | 35.0766 | 31.209
4:35 | 32.6142 | 26.8724
4:40 | 32.9785 | 29.4797
4:45 | 33.0354 | 30.1706
4:50 | 35.2799 | 33.8705
4:55 | 38.5224 | 35.6931
5:00 | 38.7598 | 38.9021
5:05 | 38.6156 | 33.8802
5:10 | 45.2635 | 40.3791
5:15 | 44.4153 | 42.0434
5:20 | 45.3911 | 42.9153
5:25 | 46.785 | 42.8299
5:30 | 48.9226 | 44.3466
5:35 | 42.4489 | 36.1278
5:40 | 43.5401 | 38.7091
5:45 | 44.0206 | 41.3549
5:50 | 41.9166 | 56.996
5:55 | 42.9414 | 50.0537
6:00 | 42.407 | 59.508
6:05 | 44.1747 | 44.1309
6:10 | 46.0155 | 46.6953
6:15 | 44.4359 | 46.3629
6:20 | 42.4726 | 48.0797
6:25 | 42.4542 | 51.3205
6:30 | 38.3515 | 46.3901
6:35 | 43.1159 | 47.0484
6:40 | 45.4467 | 47.5767
6:45 | 34.4919 | 51.6817
6:50 | 32.5496 | 47.0765
6:55 | 30.9362 | 48.699
7:00 | 27.7532 | 51.0324
7:05 | 21.4727 | 32.3689
7:10 | 26.6836 | 38.6247
7:15 | 21.5366 | 36.3183
7:20 | 20.6456 | 34.5608
7:25 | 18.8444 | 34.6399
7:30 | 19.1249 | 34.1967
7:35 | 21.5018 | 37.4589
7:40 | 21.4905 | 34.6988
7:45 | 16.8115 | 21.6641
7:50 | 17.5575 | 30.3425
7:55 | 14.82 | 29.4215
8:00 | 12.1804 | 31.4552
8:05 | 20.8463 | 36.6787
8:10 | 19.0483 | 38.1392
8:15 | 13.5803 | 35.1937
8:20 | 12.5903 | 34.7257
8:25 | 10.8957 | 34.1842
8:30 | 7.6497 | 33.3226
8:35 | 11.6559 | 36.0233
8:40 | 8.716 | 31.3714
8:45 | 4.8848 | 30.2037
8:50 | 4.5955 | 27.2649
8:55 | -7.6759 | 27.4827
9:00 | 1.5071 | 25.6017
9:05 | 6.6549 | 29.8972
9:10 | 6.5394 | 28.9448
9:15 | 2.9123 | 30.9348
9:20 | 2.0382 | 16.5184
9:25 | 0.11747 | 15.8195
9:30 | -0.6091 | 15.298
9:35 | -0.78347 | 16.8684
9:40 | -1.6732 | 23.0279
9:45 | -3.6487 | 26.0902
9:50 | -2.641 | 25.9733
9:55 | -3.863 | 24.5499
10:00 | -3.3374 | 25.8896
10:05 | -2.8128 | 24.1847
10:10 | -3.7869 | 25.9082
10:15 | -2.2678 | 26.3621
10:20 | -4.9971 | 25.7913
10:25 | -6.0305 | 24.7887
10:30 | -6.3139 | 22.9138
10:35 | -4.2614 | 25.2079
10:40 | -4.7238 | 25.3174
10:45 | -7.1732 | 21.9537
10:50 | -16.4665 | 26.2147
10:55 | -6.6339 | 24.6063
11:00 | -6.9494 | 21.5357
11:05 | -9.4391 | 21.1145
11:10 | -9.1492 | 22.2762
11:15 | -6.1939 | 19.9949
11:20 | -7.563 | 22.5663
11:25 | -4.7201 | 22.4394
11:30 | -7.7402 | 25.7178
11:35 | -7.1209 | 23.4489
11:40 | -7.1931 | 25.2608
11:45 | -9.1629 | 24.1949
11:50 | -8.7221 | 22.4395
11:55 | -7.2609 | 23.3465
12:00 | -8.4424 | 23.2675
12:05 | -18.5619 | 22.2233
12:10 | -7.498 | 24.6495
12:15 | -7.9809 | 22.4898
12:20 | -8.5586 | 21.3412
12:25 | -7.0579 | 24.0299
12:30 | -7.4185 | 23.139
12:35 | -7.8741 | 24.3329
12:40 | -6.7153 | 25.7238
12:45 | -5.3742 | 25.0041
12:50 | -7.7748 | 27.6039
12:55 | -5.931 | 26.2167
13:00 | -6.7139 | 28.3653
13:05 | -8.4478 | 29.8308
13:10 | -2.855 | 13.6298
13:15 | -7.4394 | 12.8991
13:20 | -8.4741 | 15.6819
13:25 | -10.0972 | 17.2785
13:30 | -6.6699 | 17.0257
13:35 | -7.8886 | 16.0525
13:40 | -4.2881 | 18.4751
13:45 | -4.7393 | 25.255
13:50 | -2.7095 | 28.9199
13:55 | -0.52941 | 25.3217
14:00 | -2.1004 | 26.9877
14:05 | -2.7372 | 22.7996
14:10 | -0.29761 | 23.6109
14:15 | -1.6718 | 24.5699
14:20 | -0.32147 | 29.5722
14:25 | 1.685 | 27.5287
14:30 | -0.10024 | 31.0248
14:35 | -10.1578 | 28.0991
14:40 | -0.26124 | 31.1488
14:45 | 1.4486 | 28.6009
14:50 | 4.3583 | 32.6738
14:55 | 6.5148 | 37.091
15:00 | 6.0998 | 35.4638
15:05 | 2.3897 | 26.4489
15:10 | 4.3481 | 30.5942
15:15 | 6.2326 | 30.4877
15:20 | 8.5558 | 33.7834
15:25 | 9.5601 | 36.5873
15:30 | 12.1576 | 43.0508
15:35 | 11.8528 | 30.3174
15:40 | 10.1182 | 31.7278
15:45 | 11.9921 | 35.2375
15:50 | 14.4883 | 37.5577
15:55 | 16.761 | 40.29
16:00 | 19.9288 | 45.47
16:05 | 11.4049 | 31.519
16:10 | 11.7465 | 35.845
16:15 | 12.7063 | 36.1658
16:20 | 17.5068 | 44.3126
16:25 | 19.9149 | 45.6179
16:30 | 23.2006 | 50.1963
16:35 | 23.2091 | 38.2129
16:40 | 26.5385 | 43.272
16:45 | 30.2015 | 48.5322
16:50 | 33.1871 | 53.0139
16:55 | 38.0381 | 60.1358
17:00 | 45.4622 | 58.2364
17:05 | 27.4236 | 40.9927
17:10 | 30.1712 | 43.9199
17:15 | 38.3307 | 46.0511
17:20 | 40.1088 | 48.4123
17:25 | 47.2175 | 59.4623
17:30 | 52.5174 | 63.6378
17:35 | 43.6724 | 48.9204
17:40 | 44.7605 | 51.8917
17:45 | 52.4971 | 52.5589
17:50 | 54.6155 | 65.1762
17:55 | 64.7616 | 71.6401
18:00 | 60.5646 | 76.592
18:05 | 56.9416 | 67.1734
18:10 | 63.4491 | 62.5374
18:15 | 75.7174 | 70.2202
18:20 | 73.5523 | 73.1972
18:25 | 83.5436 | 79.0866
18:30 | 77.0116 | 77.3169
18:35 | 81.9711 | 79.6639
18:40 | 94.3002 | 90.6716
18:45 | 89.0078 | 79.8589
18:50 | 93.4857 | 78.2844
18:55 | 92.4954 | 67.0216
19:00 | 87.2332 | 63.5021
19:05 | 90.7615 | 74.1654
19:10 | 83.966 | 67.1287
19:15 | 82.6943 | 57.772
19:20 | 74.8657 | 54.5004
19:25 | 73.9592 | 53.3848
19:30 | 69.6065 | 49.2689
19:35 | 80.6561 | 63.6361
19:40 | 80.7884 | 62.1053
19:45 | 72.767 | 58.3648
19:50 | 72.5978 | 55.1039
19:55 | 66.9516 | 51.7723
20:00 | 60.6392 | 47.3866
20:05 | 69.5531 | 71.2291
20:10 | 67.385 | 55.8795
20:15 | 63.8835 | 50.4414
20:20 | 58.2652 | 47.4366
20:25 | 57.8353 | 44.5401
20:30 | 54.9866 | 41.9858
20:35 | 61.959 | 51.8372
20:40 | 57.4454 | 50.0889
20:45 | 55.5554 | 48.6726
20:50 | 52.7029 | 45.1092
20:55 | 49.51 | 40.8039
21:00 | 46.5749 | 38.1913
21:05 | 55.1585 | 49.6796
21:10 | 55.2058 | 46.4314
21:15 | 53.7943 | 45.625
21:20 | 50.4489 | 43.2426
21:25 | 48.8763 | 40.8637
21:30 | 46.2991 | 38.9543
21:35 | 53.4195 | 43.8849
21:40 | 48.6188 | 40.513
21:45 | 44.7156 | 38.2211
21:50 | 42.1079 | 35.5331
21:55 | 41.7706 | 33.8255
22:00 | 38.8431 | 31.6238
22:05 | 54.6337 | 57.7004
22:10 | 54.901 | 48.5138
22:15 | 49.485 | 43.6499
22:20 | 44.9465 | 39.9731
22:25 | 42.9793 | 39.3698
22:30 | 41.9104 | 38.2846
22:35 | 45.294 | 41.4383
22:40 | 44.5139 | 40.0765
22:45 | 43.5519 | 38.7766
22:50 | 39.7026 | 35.8177
22:55 | 38.9075 | 35.1288
23:00 | 37.9799 | 33.0176
23:05 | 44.5612 | 42.1686
23:10 | 51.4217 | 45.719
23:15 | 54.5828 | 47.6597
23:20 | 51.3722 | 46.3666
23:25 | 52.0118 | 45.5855
23:30 | 54.2849 | 46.6649
23:35 | 62.8209 | 59.9054
23:40 | 52.7613 | 48.924
23:45 | 49.5006 | 46.3864
23:50 | 46.3728 | 44.5634
23:55 | 43.6402 | 41.1386
24:00 | 43.1462 | 39.733

## Figure 19
Quarterly Energy Dynamics - Q4 2021 | [5 empty] | Contents
Figures from the report, January 2022
Figure 19 Highest Q4 cap returns since 2009
Q4 average cap returns by region - stacked1
$/MWh
Year | NSW | QLD | SA | TAS | VIC
2009 | 44.2318 | 16.1756 | 52.8982 | 0.38265 | 0.84139
2010 | 0 | 0.66296 | 2.4343 | 2.7764 | 0.65787
2011 | 1.4147 | 0.83389 | 4.2777 | 0.49902 | 0
2012 | 0.006516 | 1.7162 | 3.4588 | 0 | 7.2369
2013 | 2.4848 | 3.0441 | 8.7026 | 1.3978 | 1.4515
2014 | 0 | 29.2934 | 1.4211 | 0.37139 | 0
2015 | 1.7046 | 1.4799 | 5.1042 | 0.75213 | 0.55339
2016 | 5.1958 | 2.6964 | 17.8563 | 1.4311 | 0.000698
2017 | 0 | 0.18392 | 0.6297 | 2.271 | 0.40014
2018 | 0.03731 | 0.72472 | 1.2663 | 0.93569 | 1.2227
2019 | 0.036316 | 0.26557 | 9.6323 | 2.6307 | 2.5607
2020 | 14.0011 | 4.2237 | 0.18383 | 2.8456 | 0.005095
2021 | 1.5735 | 26.8071 | 11.1201 | 0.16658 | 0.0096117
1 Since commencement of 5MS from 1 October 2021, cap returns are calculated on a 5-minute basis for current and previous quarters.

## Figure 20
Quarterly Energy Dynamics - Q4 2021 |  |  |  |  | Contents
Figures from the report, January 2022
Figure 20 Weather-driven demand variability triggers volatility in South Australia
South Australian dispatch outcomes for 13 December 2021
MW [LHS]; $/MWh [RHS]
Time ending | Scheduled demand (13-Dec) | Typical Scheduled Demand (14-Dec) | RRP [RHS] | Generation Availability
0:05 | 1489.2734 | 1454.4185 | 146.44 | 2148.8264
0:10 | 1524.2654 | 1444.0674 | 146.44 | 2154.5768
0:15 | 1500.2897 | 1443.2454 | 148.99 | 2172.4205
0:20 | 1491.1814 | 1423.9351 | 88.6586 | 2214.0637
0:25 | 1494.8206 | 1423.417 | 86.42 | 2229.8679
0:30 | 1499.4815 | 1450.6221 | 86.42 | 2251.1246
0:35 | 1485.1189 | 1441.2344 | 146.44 | 2278.1751
0:40 | 1491.241 | 1425.0619 | 79.7767 | 2327.3046
0:45 | 1473.3897 | 1449.2961 | 64.0374 | 2352.6952
0:50 | 1469.2156 | 1416.273 | 62.2085 | 2376.8888
0:55 | 1450.5543 | 1432.5485 | 57.4406 | 2367.4825
1:00 | 1466.6306 | 1435.6992 | 56.9137 | 2364.271
1:05 | 1456.3657 | 1397.7679 | 56.4145 | 2383.0629
1:10 | 1456.0685 | 1371.533 | 54.7962 | 2407.5541
1:15 | 1419.4132 | 1390.6884 | 49.261 | 2429.8953
1:20 | 1422.7398 | 1358.9225 | 48.1677 | 2447.8596
1:25 | 1383.8147 | 1336.3057 | 51.9987 | 2486.0131
1:30 | 1403.1585 | 1342.8113 | 48.6027 | 2526.9757
1:35 | 1384.8135 | 1386.8528 | 45.1448 | 2536.4454
1:40 | 1400.5886 | 1368.3485 | 45.7105 | 2577.4335
1:45 | 1400.6853 | 1347.6397 | 45.1979 | 2522.856
1:50 | 1392.5051 | 1325.9021 | 45.4513 | 2528.9244
1:55 | 1349.5184 | 1291.6521 | 43.2756 | 2516.4839
2:00 | 1390.9491 | 1309.804 | 43.563 | 2516.4514
2:05 | 1364.4941 | 1317.817 | 39.8201 | 2556.9858
2:10 | 1385.2656 | 1243.3262 | 21.2836 | 2603.2394
2:15 | 1333.8153 | 1254.7191 | 21.6585 | 2602.1815
2:20 | 1365.8141 | 1251.2167 | 21.013 | 2632.473
2:25 | 1341.6982 | 1273.4036 | 20.63 | 2633.5394
2:30 | 1376.4456 | 1265.5996 | 22.2417 | 2626.6359
2:35 | 1377.688 | 1235.8745 | 21.8888 | 2635.8972
2:40 | 1367.0743 | 1237.4999 | 19.6328 | 2682.0718
2:45 | 1364.8954 | 1235.0883 | 19.4274 | 2707.9514
2:50 | 1363.5289 | 1257.7764 | 8.9605 | 2729.6559
2:55 | 1326.5059 | 1235.6421 | 9.0742 | 2748.4103
3:00 | 1347.4501 | 1220.741 | 19.4322 | 2737.1339
3:05 | 1299.8593 | 1222.8767 | 9.0266 | 2733.6677
3:10 | 1307.7162 | 1203.9395 | 9.1753 | 2728.4731
3:15 | 1289.0414 | 1197.8318 | 8.6802 | 2739.297
3:20 | 1313.1985 | 1183.7041 | 9.1758 | 2742.4889
3:25 | 1314.693 | 1180.2793 | 8.9154 | 2729.4908
3:30 | 1242.8651 | 1194.9136 | -13.2957 | 2718.1404
3:35 | 1292.356 | 1205.1805 | -14.3508 | 2713.3399
3:40 | 1284.0814 | 1165.016 | 0 | 2754.2754
3:45 | 1248.2538 | 1159.594 | 0 | 2741.9132
3:50 | 1286.7128 | 1163.9316 | 0 | 2722.5028
3:55 | 1229.3484 | 1156.709 | -10.2397 | 2714.2767
4:00 | 1252.0596 | 1157.3884 | 0 | 2703.0442
4:05 | 1237.1299 | 1159.7611 | 0 | 2703.3451
4:10 | 1235.6482 | 1161.2517 | 0 | 2702.5439
4:15 | 1229.3864 | 1155.7118 | 0 | 2698.1775
4:20 | 1229.0449 | 1163.7179 | -10.2978 | 2715.0698
4:25 | 1245.4948 | 1160.6102 | -10.2424 | 2697.735
4:30 | 1250.2466 | 1162.1182 | 0 | 2684.3364
4:35 | 1229.9957 | 1173.9031 | 0 | 2660.2325
4:40 | 1243.8364 | 1178.6262 | 0 | 2634.6903
4:45 | 1261.4733 | 1200.3058 | 0.02068 | 2595.7931
4:50 | 1294.583 | 1203.3212 | 9.6743 | 2583.2514
4:55 | 1263.3678 | 1215.6766 | -10.6271 | 2629.2431
5:00 | 1244.7059 | 1220.2996 | 20.9075 | 2644.1847
5:05 | 1274.8322 | 1219.756 | 27.3367 | 2615.8115
5:10 | 1281.7505 | 1237.6373 | 70.9715 | 2522.5491
5:15 | 1259.4253 | 1225.8638 | 69.2078 | 2430.4439
5:20 | 1266.7872 | 1223.2555 | 74.7935 | 2349.5522
5:25 | 1268.5512 | 1246.3438 | 75.3208 | 2318.1213
5:30 | 1290.1458 | 1236.4165 | 77.033 | 2329.3001
5:35 | 1309.621 | 1272.6101 | 56.21 | 2287.2723
5:40 | 1308.0864 | 1261.6025 | 146.44 | 2278.4015
5:45 | 1324.127 | 1283.8326 | 99.26 | 2240.4154
5:50 | 1322.1708 | 1307.6797 | 99.26 | 2217.6508
5:55 | 1328.9641 | 1281.0851 | 122.4 | 2195.7048
6:00 | 1329.6885 | 1272.9435 | 281.42 | 2168.4398
6:05 | 1359.0203 | 1295.6078 | 117 | 2141.9517
6:10 | 1341.3221 | 1289.4729 | 99.26 | 2138.922
6:15 | 1347.4262 | 1276.39 | 99.26 | 2130.3576
6:20 | 1347.3539 | 1307.0294 | 99.26 | 2127.3436
6:25 | 1332.0365 | 1282.0571 | 117 | 2122.7504
6:30 | 1332.5048 | 1269.3086 | 99.26 | 2120.5285
6:35 | 1349.4877 | 1300.448 | 117 | 2113.1677
6:40 | 1333.4425 | 1297.7767 | 117 | 2106.4014
6:45 | 1336.24 | 1285.9381 | 99.26 | 2117.9432
6:50 | 1366.2761 | 1283.03 | 117 | 2091.9654
6:55 | 1345.8453 | 1247.0695 | 146.44 | 2064.7456
7:00 | 1372.9868 | 1237.0076 | 149.99 | 2054.9455
7:05 | 1345.1968 | 1212.8994 | 117 | 2063.2938
7:10 | 1342.7449 | 1209.7319 | 99.26 | 2074.1818
7:15 | 1318.0435 | 1182.7178 | 117.2532 | 2106.2085
7:20 | 1308.9683 | 1170.854 | 117 | 2107.4068
7:25 | 1282.6417 | 1145.7378 | 117 | 2088.6471
7:30 | 1337.5602 | 1122.1696 | 19.4738 | 2126.36
7:35 | 1271.5365 | 1129.6588 | 51.0369 | 2182.0314
7:40 | 1259.0111 | 1113.3002 | 253.16 | 2153.6172
7:45 | 1257.2105 | 1070.3905 | 86.42 | 2098.4402
7:50 | 1232.0149 | 1044.585 | 120.12 | 2125.2329
7:55 | 1215.501 | 1025.7437 | 299.21 | 2071.8656
8:00 | 1201.8547 | 1027.1368 | 172.94 | 2111.3424
8:05 | 1194.5491 | 1010.3554 | 146.44 | 2050.8927
8:10 | 1201.0309 | 983.0023 | 25.0129 | 2151.3026
8:15 | 1194.6841 | 975.7323 | 86.42 | 2099.8509
8:20 | 1179.2605 | 943.1124 | 35.35 | 2136.7798
8:25 | 1228.1327 | 896.6794 | 21.7531 | 2134.1865
8:30 | 1232.3608 | 875.9271 | 12.2739 | 2175.1577
8:35 | 1263.344 | 849.0272 | 19.7641 | 2204.3662
8:40 | 1276.2412 | 836.3857 | 12.2686 | 2255.1292
8:45 | 1308.1958 | 813.5423 | -13.7502 | 2381.9256
8:50 | 1297.7363 | 804.7784 | 0.34392 | 2370.7749
8:55 | 1352.6135 | 796.4485 | -0.27565 | 2409.7454
9:00 | 1317.9418 | 818.9179 | 0 | 2384.8041
9:05 | 1367.4613 | 783.8561 | 23.6796 | 2319.3807
9:10 | 1405.6292 | 707.2782 | 233.81 | 2266.9037
9:15 | 1412.2078 | 686.2097 | 299.4 | 2226.7649
9:20 | 1490.7228 | 701.4605 | 241.29 | 2251.8572
9:25 | 1489.1842 | 694.4151 | 245.44 | 2291.5616
9:30 | 1477.1117 | 637.6295 | 348 | 2279.9455
9:35 | 1492.6223 | 623.3918 | 23.8904 | 2383.5975
9:40 | 1512.5626 | 649.3259 | 25.2143 | 2493.6463
9:45 | 1502.2821 | 713.3984 | 56.74 | 2456.6793
9:50 | 1459.0211 | 698.2846 | 24.2822 | 2383.1059
9:55 | 1463.937 | 665.0727 | 24.3086 | 2371.3315
10:00 | 1438.5471 | 635.8926 | 24.9033 | 2403.8422
10:05 | 1410.3503 | 624.2774 | 26.592 | 2451.0644
10:10 | 1426.4867 | 611.1267 | 26.2756 | 2506.715
10:15 | 1418.5315 | 593.0659 | 20.2915 | 2571.326
10:20 | 1403.875 | 564.5491 | 13.8 | 2585.9029
10:25 | 1393.3838 | 590.277 | -11.5686 | 2592.7553
10:30 | 1403.3731 | 550.1895 | 14.2657 | 2496.8176
10:35 | 1326.8572 | 530.4802 | 22.5785 | 2411.8413
10:40 | 1326.2229 | 527.4689 | 56.74 | 2321.0208
10:45 | 1379.9624 | 519.7679 | 23.8869 | 2326.3728
10:50 | 1361.5421 | 516.9684 | 56.74 | 2268.5479
10:55 | 1355.6577 | 541.9593 | 241.0848 | 2220.3587
11:00 | 1391.7117 | 516.8724 | 50.1954 | 2216.5871
11:05 | 1401.7742 | 509.4517 | 348 | 2103.5232
11:10 | 1393.7647 | 507.23 | 15100 | 2032.283
11:15 | 1418.9143 | 501.2684 | 299.21 | 1965.8876
11:20 | 1425.1323 | 505.3047 | 278.81 | 2028.9653
11:25 | 1441.7777 | 501.8878 | 361.09 | 2018.3443
11:30 | 1492.1743 | 514.8847 | 361.09 | 2035.6847
11:35 | 1413.3971 | 583.8989 | 379 | 2040.3
11:40 | 1435.2087 | 527.6215 | 281.42 | 2068.8643
11:45 | 1444.1543 | 501.5744 | 245.44 | 2086.9098
11:50 | 1431.449 | 480.1668 | 379 | 2089.7523
11:55 | 1413.256 | 487.7023 | 1021.98 | 2069.8721
12:00 | 1410.4833 | 463.957 | 1021.98 | 2031.2437
12:05 | 1406.717 | 488.4825 | 1021.98 | 2030.5923
12:10 | 1377.5022 | 464.0627 | 1021.98 | 2008.5764
12:15 | 1336.153 | 473.4981 | 1021.98 | 1989.1344
12:20 | 1250.0327 | 490.8386 | 4093.33 | 1959.9617
12:25 | 1177.7454 | 483.2944 | 299.99 | 1937.9973
12:30 | 1204.7557 | 465.1396 | 247 | 1945.1986
12:35 | 1228.8805 | 485.9637 | 299.19 | 1950.0912
12:40 | 1366.3709 | 471.5793 | 299.99 | 1958.3075
12:45 | 1369.0547 | 496.7481 | 299.99 | 1957.9275
12:50 | 1401.2961 | 489.8604 | 10000.2354 | 1996.5703
12:55 | 1423.3822 | 473.4521 | 299.99 | 2075.1544
13:00 | 1473.7671 | 459.2005 | 361.09 | 2115.6087
13:05 | 1396.9717 | 483.4387 | 10247.41 | 2046.7391
13:10 | 1389.9065 | 496.599 | 10000.3569 | 2022.3404
13:15 | 1402.4564 | 527.2668 | 1747.3 | 2013.3421
13:20 | 1385.0664 | 527.1722 | 1747.3 | 2001.4272
13:25 | 1385.718 | 579.6675 | 299.99 | 1999.7929
13:30 | 1414.4517 | 591.1807 | 348.6805 | 1997.5271
13:35 | 1362.3655 | 601.0223 | 299.21 | 2051.5574
13:40 | 1398.6594 | 553.6422 | 361.09 | 2015.6974
13:45 | 1398.73 | 538.3248 | 361.09 | 1984.1539
13:50 | 1353.5785 | 572.7528 | 299.21 | 2066.5396
13:55 | 1391.3018 | 577.7297 | 299.99 | 2077.888
14:00 | 1375.7537 | 597.1148 | 184.8532 | 2155.632
14:05 | 1375.4884 | 601.4631 | 139.28 | 2184.9972
14:10 | 1365.999 | 550.4141 | 146.44 | 2215.3545
14:15 | 1353.056 | 587.3105 | 51.5316 | 2252.3436
14:20 | 1352.0217 | 587.2554 | 30.7262 | 2383.2789
14:25 | 1411.3325 | 577.1023 | 56.287 | 2385.4146
14:30 | 1246.5779 | 596.087 | 56.8559 | 2274.7288
14:35 | 1287.9705 | 613.1477 | 232.13 | 2097.2391
14:40 | 1260.3162 | 626.1646 | 156.39 | 2104.057
14:45 | 1305.8232 | 646.5286 | 299.21 | 2088.829
14:50 | 1270.4899 | 621.1319 | 418.81 | 2049.2046
14:55 | 1248.2058 | 656.5184 | 299.21 | 2083.2915
15:00 | 1237.0619 | 687.6859 | 98.71 | 2130.4947
15:05 | 1273.5833 | 684.0281 | 58.0902 | 2139.6348
15:10 | 1269.0096 | 708.8713 | 71.5306 | 2210.8351
15:15 | 1277.3729 | 723.5712 | 71.9016 | 2184.7205
15:20 | 1288.5728 | 740.5687 | 139.28 | 2255.5927
15:25 | 1249.0203 | 777.7215 | 299.99 | 2102.0817
15:30 | 1251.6032 | 799.3899 | 85.1221 | 2246.4647
15:35 | 1224.4638 | 844.7062 | 299.99 | 2107.5458
15:40 | 1232.2692 | 848.0645 | 299.21 | 2180.8524
15:45 | 1257.3938 | 829.481 | 139.28 | 2075.9423
15:50 | 1287.6043 | 786.0634 | 83.8357 | 2169.2958
15:55 | 1357.999 | 810.7719 | 84.6189 | 2328.3848
16:00 | 1387.884 | 874.1276 | 85.4255 | 2394.7629
16:05 | 1394.9662 | 913.1934 | 68.4033 | 2420.1651
16:10 | 1384.6151 | 936.833 | 70.6626 | 2416.4445
16:15 | 1407.8695 | 948.7008 | 66.9062 | 2532.0678
16:20 | 1307.7366 | 993.2759 | 68.8948 | 2497.1586
16:25 | 1372.5922 | 1015.1922 | 116.44 | 2397.5888
16:30 | 1398.575 | 1034.6832 | 100.5772 | 2349.0125
16:35 | 1440.1433 | 1132.2815 | 93.4945 | 2284.5694
16:40 | 1380.5873 | 1090.704 | 87.532 | 2244.3733
16:45 | 1335.0398 | 1097.0571 | 99.6857 | 2211.1643
16:50 | 1331.9869 | 1032.0844 | 139.28 | 2134.6545
16:55 | 1315.2183 | 1076.5719 | 83.0409 | 2163.4203
17:00 | 1326.1587 | 1120.1653 | 116.44 | 2116.8224
17:05 | 1340.1565 | 1147.3501 | 116.44 | 2097.4085
17:10 | 1367.7764 | 1181.9027 | 116.44 | 2145.4786
17:15 | 1399.0842 | 1194.5535 | 139.28 | 2131.146
17:20 | 1387.5565 | 1238.6776 | 116.44 | 2206.5308
17:25 | 1427.6536 | 1265.3364 | 129.3237 | 2242.2483
17:30 | 1421.8364 | 1275.5421 | 130.0719 | 2220.2838
17:35 | 1399.2692 | 1287.2501 | 139.28 | 2197.827
17:40 | 1472.3294 | 1311.5924 | 139.28 | 2145.7634
17:45 | 1397.5615 | 1338.3843 | 104.7671 | 2126.8361
17:50 | 1388.4817 | 1369.3409 | 81.6814 | 2114.901
17:55 | 1400.4815 | 1395.3107 | 106.9618 | 2103.2028
18:00 | 1390.447 | 1409.3429 | 122.7849 | 2091.4295
18:05 | 1415.7148 | 1505.2876 | 150.6924 | 2100.6666
18:10 | 1412.3927 | 1539.7947 | 148.99 | 2090.2731
18:15 | 1415.2448 | 1546.7827 | 144.8976 | 2114.4294
18:20 | 1414.158 | 1555.1558 | 116.44 | 2149.7841
18:25 | 1434.1361 | 1551.916 | 128.4115 | 2143.8302
18:30 | 1510.1757 | 1535.7533 | 116.44 | 2152.7237
18:35 | 1474.7065 | 1548.714 | 105.2939 | 2172.7182
18:40 | 1465.1047 | 1591.0077 | 105.1342 | 2171.0525
18:45 | 1424.5586 | 1591.8533 | 103.7423 | 2192.5354
18:50 | 1423.3738 | 1571.0335 | 101.1588 | 2242.3078
18:55 | 1444.6207 | 1597.2251 | 88.2192 | 2209.657
19:00 | 1459.5762 | 1629.2286 | 116.2427 | 2140.6327
19:05 | 1469.9724 | 1621.3954 | 116.44 | 2119.4514
19:10 | 1458.8527 | 1622.4932 | 104.8145 | 2169.5201
19:15 | 1448.9887 | 1638.5606 | 94.39 | 2207.9312
19:20 | 1465.0547 | 1635.3755 | 85.3922 | 2190.8158
19:25 | 1491.988 | 1639.0526 | 103.3773 | 2181.3839
19:30 | 1477.1575 | 1637.677 | 116.44 | 2190.8121
19:35 | 1496.6965 | 1628.9603 | 139.3702 | 2209.0598
19:40 | 1494.4782 | 1647.8999 | 139.5304 | 2191.8084
19:45 | 1475.4402 | 1625.3001 | 127.7401 | 2182.8723
19:50 | 1480.446 | 1643.3707 | 138.0601 | 2165.2525
19:55 | 1481.2963 | 1627.3254 | 142.0037 | 2130.3339
20:00 | 1481.6377 | 1628.1647 | 132.87 | 2103.1985
20:05 | 1466.106 | 1627.4448 | 143.4477 | 2108.8845
20:10 | 1496.8828 | 1614.5134 | 146.259 | 2045.6924
20:15 | 1511.0075 | 1624.3138 | 135.8234 | 2068.52
20:20 | 1502.335 | 1632.2422 | 135.0608 | 2066.2166
20:25 | 1494.1605 | 1616.28 | 116.44 | 2106.1977
20:30 | 1510.616 | 1606.3463 | 116.44 | 2099.0444
20:35 | 1491.2866 | 1597.4124 | 205.028 | 2084.4681
20:40 | 1495.7037 | 1576.9683 | 161.95 | 2093.8477
20:45 | 1486.1489 | 1582.9685 | 148.99 | 2131.8572
20:50 | 1496.0797 | 1574.4468 | 149.99 | 2133.1912
20:55 | 1471.5934 | 1539.0044 | 148.99 | 2152.2691
21:00 | 1465.6504 | 1532.2616 | 111.9798 | 2178.3152
21:05 | 1433.0002 | 1534.0225 | 148.99 | 2204.8515
21:10 | 1428.84 | 1534.2944 | 138.4185 | 2203.0257
21:15 | 1439.2965 | 1518.7813 | 138.385 | 2219.2157
21:20 | 1438.0071 | 1487.257 | 115.3 | 2268.1943
21:25 | 1416.2355 | 1490.9641 | 116.44 | 2247.2679
21:30 | 1421.7844 | 1477.4945 | 93.9399 | 2243.4044
21:35 | 1463.4767 | 1451.021 | 120.355 | 2244.1368
21:40 | 1458.8511 | 1459.0034 | 93.1875 | 2254.0123
21:45 | 1436.0679 | 1502.9446 | 94.1524 | 2244.9073
21:50 | 1420.1704 | 1502.3689 | 77.6211 | 2261.5603
21:55 | 1419.1931 | 1513.3098 | 76.8466 | 2280.0408
22:00 | 1429.3613 | 1448.9473 | 78.7086 | 2251.225
22:05 | 1376.6897 | 1451.8757 | 148.99 | 2202.0599
22:10 | 1388.7119 | 1410.5614 | 148.99 | 2156.4548
22:15 | 1367.6731 | 1446.7449 | 149.7775 | 2155.6122
22:20 | 1356.2929 | 1423.1348 | 89.2987 | 2175.9734
22:25 | 1355.7256 | 1439.6692 | 101.0828 | 2184.2805
22:30 | 1354.573 | 1431.2146 | 83.8425 | 2191.6378
22:35 | 1352.8754 | 1353.25 | 91.5019 | 2208.5258
22:40 | 1350.3456 | 1356.5254 | 86.42 | 2203.5602
22:45 | 1331.2859 | 1345.7346 | 83.6442 | 2253.6036
22:50 | 1302.4674 | 1355.4307 | 86.42 | 2270.1813
22:55 | 1323.3265 | 1368.2046 | 80.3592 | 2283.0925
23:00 | 1282.3933 | 1353.3062 | 75.3465 | 2248.2659
23:05 | 1305.9468 | 1353.1237 | 100.218 | 2267.9098
23:10 | 1287.7271 | 1362.0054 | 116.6626 | 2266.9405
23:15 | 1321.2185 | 1392.5348 | 148.99 | 2285.5849
23:20 | 1331.1419 | 1403.829 | 125.3929 | 2290.4855
23:25 | 1361.6688 | 1348.9884 | 114.9685 | 2293.6779
23:30 | 1372.0444 | 1388.0398 | 96.3089 | 2318.9679
23:35 | 1426.5457 | 1456.5273 | 131.9764 | 2352.3803
23:40 | 1492.1564 | 1466.8934 | 132.9064 | 2334.0098
23:45 | 1488.588 | 1455.3755 | 101.5042 | 2315.8825
23:50 | 1463.9617 | 1464.9083 | 88.7095 | 2323.1658
23:55 | 1491.2606 | 1449.1526 | 86.253 | 2329.5795
24:00 | 1454.7911 | 1423.7286 | 79.9985 | 2295.2878

## Figure 21
Quarterly Energy Dynamics - Q4 2021 |  | Contents
Figures from the report, January 2022
Figure 21 Pre 5MS – Rebidding after Qld price spikes
Queensland 5-minute spot prices – 30 September 2021
$/MWh
Time ending | QLD1 RRP
0:05 | 64.4933
0:10 | 88.5058
0:15 | 78.15
0:20 | 63.15
0:25 | 63.15
0:30 | 63.3293
0:35 | 58.63
0:40 | 62.3097
0:45 | 56.73
0:50 | 56.73
0:55 | 53.0499
1:00 | 56.73
1:05 | 63.1
1:10 | 52.2443
1:15 | 53.3245
1:20 | 54.0758
1:25 | 51.1
1:30 | 45.6573
1:35 | 57.82
1:40 | 53.3174
1:45 | 48.7718
1:50 | 48.7477
1:55 | 42.4724
2:00 | 42.4858
2:05 | 70.6459
2:10 | 52.9269
2:15 | 52.5654
2:20 | 52.9179
2:25 | 52.9153
2:30 | 52.5491
2:35 | 51.15
2:40 | 51.15
2:45 | 52.9146
2:50 | 52.1798
2:55 | 54.851
3:00 | 52.921
3:05 | 52.9196
3:10 | 51.15
3:15 | 51.8159
3:20 | 51.8155
3:25 | 54.6718
3:30 | 51.4446
3:35 | 51.15
3:40 | 46.4657
3:45 | 51.4838
3:50 | 49.696
3:55 | 51.15
4:00 | 51.1
4:05 | 51.6777
4:10 | 50.2959
4:15 | 51.1
4:20 | 50.6211
4:25 | 51.15
4:30 | 50.9866
4:35 | 50.9539
4:40 | 51.1
4:45 | 50.7918
4:50 | 51.15
4:55 | 53.6866
5:00 | 66.57
5:05 | 63.15
5:10 | 66.12
5:15 | 66.42
5:20 | 64.4184
5:25 | 63.92
5:30 | 97.72
5:35 | 41.38
5:40 | 41.9202
5:45 | 42.83
5:50 | 41.15
5:55 | 41.15
6:00 | 44.2113
6:05 | -0.05
6:10 | 41.15
6:15 | 41.15
6:20 | 25.88
6:25 | 47.83
6:30 | 66.17
6:35 | 56.7301
6:40 | 57.0001
6:45 | 29.14
6:50 | 24.51
6:55 | 25.88
7:00 | 24.51
7:05 | 31.2053
7:10 | 80.0766
7:15 | 73.2517
7:20 | 30.0999
7:25 | 38.2506
7:30 | -3.339
7:35 | 15100
7:40 | -1000
7:45 | -1000
7:50 | -1000
7:55 | -1000
8:00 | -1000
8:05 | -56.9995
8:10 | -47.86
8:15 | 58.66
8:20 | 42.0345
8:25 | 53.4144
8:30 | 42.4331
8:35 | 38.626
8:40 | 126.5501
8:45 | 64.8474
8:50 | 42.4332
8:55 | 42.4333
9:00 | 155.401
9:05 | 30.186
9:10 | 13.224
9:15 | 34.1514
9:20 | 20.9047
9:25 | -375.8481
9:30 | 108.73
9:35 | -142.4482
9:40 | 0.0001
9:45 | -76.23
9:50 | -50.01
9:55 | -39.62
10:00 | 58.66
10:05 | 19.2
10:10 | 15.86
10:15 | -1000
10:20 | 250
10:25 | 250
10:30 | 160
10:35 | -100
10:40 | -39.62
10:45 | -39.62
10:50 | 20.12
10:55 | -33.25
11:00 | 13.7063
11:05 | -1.05
11:10 | -336.0017
11:15 | 0.0001
11:20 | 11.78
11:25 | 19.2
11:30 | 19.2
11:35 | -78.41
11:40 | 25.8799
11:45 | -10
11:50 | -52.71
11:55 | -33.25
12:00 | 25.88
12:05 | -51.88
12:10 | -2
12:15 | -36.63
12:20 | -39.62
12:25 | 18.51
12:30 | 33.1
12:35 | -39.62
12:40 | 32.24
12:45 | 37.47
12:50 | 33.15
12:55 | 8347.7002
13:00 | -999.9997
13:05 | -76.23
13:10 | 19.66
13:15 | 133.7236
13:20 | 199.2061
13:25 | -67.5586
13:30 | -56.3872
13:35 | -39.62
13:40 | 33.1
13:45 | 33.15
13:50 | 33.1
13:55 | 48.1701
14:00 | 41.1
14:05 | 51.15
14:10 | 41.15
14:15 | 36.62
14:20 | 44.0024
14:25 | 29.9186
14:30 | 155.4009
14:35 | 189.9913
14:40 | 14.0342
14:45 | 56.73
14:50 | 56.73
14:55 | 43
15:00 | 32.24
15:05 | 55.5618
15:10 | 24.51
15:15 | 19.6449
15:20 | 214.1357
15:25 | 239.7922
15:30 | 207.13
15:35 | 217.4575
15:40 | 207.13
15:45 | 219.6366
15:50 | 2823.8257
15:55 | 170.3158
16:00 | -413.3038
16:05 | -39.62
16:10 | 30.4071
16:15 | 36.5601
16:20 | 199.2059
16:25 | 145.2464
16:30 | -823.9235
16:35 | 38.5591
16:40 | 57.83
16:45 | 60
16:50 | 60
16:55 | 60
17:00 | 60.8
17:05 | 60
17:10 | 60
17:15 | 60
17:20 | 56.7301
17:25 | 63.15
17:30 | 79.8881
17:35 | 97.7302
17:40 | 116.8999
17:45 | 97.7302
17:50 | 110.4003
17:55 | 99.2
18:00 | 112.7801
18:05 | 116.8999
18:10 | 135.2175
18:15 | 124.6888
18:20 | 129.3603
18:25 | 128.7495
18:30 | 88.2771
18:35 | 99.2
18:40 | 122.0002
18:45 | 135.4186
18:50 | 90.875
18:55 | 87.86
19:00 | 79.4058
19:05 | 78.495
19:10 | 74.9532
19:15 | 78.9438
19:20 | 69.0541
19:25 | 62.1736
19:30 | 62.9738
19:35 | 63.376
19:40 | 69.7404
19:45 | 71.187
19:50 | 63.15
19:55 | 65.2985
20:00 | 61.0671
20:05 | 71.6816
20:10 | 62.0586
20:15 | 60.52
20:20 | 59.7072
20:25 | 61.4414
20:30 | 59.8144
20:35 | 61.8198
20:40 | 75.3137
20:45 | 124.4
20:50 | 113.5237
20:55 | 93.4603
21:00 | 91.7603
21:05 | 97.7302
21:10 | 78.17
21:15 | 76.4492
21:20 | 60
21:25 | 51.2239
21:30 | 51.2508
21:35 | 59.5361
21:40 | 53.7421
21:45 | 53.0691
21:50 | 48.2003
21:55 | 44.66
22:00 | 44.0994
22:05 | 60
22:10 | 51.2332
22:15 | 54
22:20 | 51.1805
22:25 | 51.5048
22:30 | 54
22:35 | 54
22:40 | 56.5616
22:45 | 60
22:50 | 57.1363
22:55 | 55.3185
23:00 | 50.9734
23:05 | 50.9286
23:10 | 51.15
23:15 | 49.9047
23:20 | 44.3928
23:25 | 50.232
23:30 | 47.485
23:35 | 54
23:40 | 51.15
23:45 | 48.7797
23:50 | 42.8122
23:55 | 43.1954
0:00 | 42.491

## Figure 22
Quarterly Energy Dynamics - Q4 2021 |  | Contents
Figures from the report, January 2022
Figure 22 Post 5MS – No rebidding after price spikes
Queensland 5-minute spot prices – 4 Oct 2021
$/MWh
Time ending | QLD1 RRP
0:05 | 56.7301
0:10 | 56.369
0:15 | 51.15
0:20 | 48.7456
0:25 | 48.7128
0:30 | 49.7267
0:35 | 56.2222
0:40 | 51.15
0:45 | 51.15
0:50 | 49.6551
0:55 | 49.6579
1:00 | 48.9831
1:05 | 41.8699
1:10 | 50.6449
1:15 | 41.15
1:20 | 42.5013
1:25 | 47.9915
1:30 | 47.9964
1:35 | 49.7191
1:40 | 49.3648
1:45 | 47.3241
1:50 | 41.8699
1:55 | 42.6978
2:00 | 41.15
2:05 | 41.1743
2:10 | 42.4115
2:15 | 41.15
2:20 | 41.1
2:25 | 41.15
2:30 | 41.2979
2:35 | 41.15
2:40 | 41.15
2:45 | 42.419
2:50 | 42.419
2:55 | 41.15
3:00 | 41.1
3:05 | 41.1
3:10 | 36.1227
3:15 | 36.0067
3:20 | 41.1
3:25 | 41.1
3:30 | 41.1
3:35 | 33.5257
3:40 | 41.15
3:45 | 39.7748
3:50 | 32.5632
3:55 | 41.0471
4:00 | 41.1
4:05 | 41.15
4:10 | 41.15
4:15 | 41.5676
4:20 | 43.5057
4:25 | 41.15
4:30 | 43.7417
4:35 | 41.5551
4:40 | 41.87
4:45 | 43.9343
4:50 | 41.5994
4:55 | 41.87
5:00 | 41.8844
5:05 | 48.0632
5:10 | 48.1157
5:15 | 41.6048
5:20 | 46.2172
5:25 | 48.3817
5:30 | 46.1129
5:35 | 41.15
5:40 | 40.6105
5:45 | 40.0685
5:50 | 24.51
5:55 | 24.1
6:00 | 24.15
6:05 | -33.01
6:10 | -33.01
6:15 | -33.01
6:20 | -65
6:25 | -65
6:30 | -36.59
6:35 | -36.05
6:40 | -36.59
6:45 | -36.05
6:50 | -33.01
6:55 | -33.01
7:00 | -34.41
7:05 | -36.59
7:10 | -36.05
7:15 | -38.01
7:20 | -36.59
7:25 | -36.59
7:30 | -37.98
7:35 | -37.98
7:40 | -36.59
7:45 | -38
7:50 | -36.59
7:55 | -36.05
8:00 | -36.05
8:05 | -34.41
8:10 | -36.05
8:15 | -36.05
8:20 | -37.7497
8:25 | -38
8:30 | -39.5
8:35 | -41.63
8:40 | -41.63
8:45 | -39.62
8:50 | -65
8:55 | -52.71
9:00 | -59.52
9:05 | -41.63
9:10 | -39.62
9:15 | -41.63
9:20 | -52.71
9:25 | -52.71
9:30 | -52.71
9:35 | -52.71
9:40 | -52.71
9:45 | -65
9:50 | -65
9:55 | -65
10:00 | -65
10:05 | -65
10:10 | -65
10:15 | -65
10:20 | -65
10:25 | -76.23
10:30 | -76.23
10:35 | -76.23
10:40 | -76.23
10:45 | -76.23
10:50 | -80
10:55 | -80
11:00 | -69.6438
11:05 | -65
11:10 | -65
11:15 | -65
11:20 | -52.71
11:25 | -65
11:30 | -59.52
11:35 | -52.71
11:40 | -52.71
11:45 | -50.2773
11:50 | -52.71
11:55 | -52.71
12:00 | -39.62
12:05 | -41.63
12:10 | -39.62
12:15 | -39.62
12:20 | -38.01
12:25 | -38
12:30 | -38
12:35 | -38.5064
12:40 | -39.62
12:45 | -38
12:50 | -36.59
12:55 | -36.59
13:00 | -39.62
13:05 | -38
13:10 | -37.98
13:15 | -34.5496
13:20 | -38
13:25 | -36.05
13:30 | -34.6545
13:35 | -34.41
13:40 | -34.41
13:45 | -34.41
13:50 | -36.05
13:55 | -30.01
14:00 | -35.5043
14:05 | -35.5502
14:10 | -3.5112
14:15 | -33.01
14:20 | -33.01
14:25 | -7.24
14:30 | 11.84
14:35 | -2
14:40 | -1.05
14:45 | 0
14:50 | 0
14:55 | 41.15
15:00 | 50.8948
15:05 | -30.01
15:10 | 0
15:15 | 29.3543
15:20 | 23.62
15:25 | 41.15
15:30 | 35.34
15:35 | 41.15
15:40 | 63.1
15:45 | 59.2705
15:50 | 56.73
15:55 | 63.15
16:00 | 98.0199
16:05 | 83.2504
16:10 | 22.2553
16:15 | 24.51
16:20 | 41.15
16:25 | 41.15
16:30 | 51.15
16:35 | 57.03
16:40 | 84.82
16:45 | 99.2
16:50 | 60.8
16:55 | 295
17:00 | 15100
17:05 | 51.15
17:10 | 60.8
17:15 | 60.8
17:20 | 99.2
17:25 | 200
17:30 | 15100
17:35 | 200
17:40 | 99.2
17:45 | 119.3861
17:50 | 200
17:55 | 1000
18:00 | 51.15
18:05 | 51.15
18:10 | 43.32
18:15 | 60.8
18:20 | 60.8
18:25 | 74.6236
18:30 | 79.99
18:35 | 87.8601
18:40 | 91.3898
18:45 | 76.6597
18:50 | 75.9481
18:55 | 64.0342
19:00 | 70.7192
19:05 | 71.6112
19:10 | 76.3187
19:15 | 60.8
19:20 | 49.6207
19:25 | 50.8655
19:30 | 41.15
19:35 | 75.5167
19:40 | 60.8
19:45 | 53.6085
19:50 | 53.9669
19:55 | 52.1812
20:00 | 51.15
20:05 | 65.9238
20:10 | 76.3392
20:15 | 54.3249
20:20 | 53.4398
20:25 | 52.7118
20:30 | 53.4422
20:35 | 53.4398
20:40 | 52.9438
20:45 | 53.9893
20:50 | 53.2125
20:55 | 53.6121
21:00 | 50.6357
21:05 | 52.0148
21:10 | 52.7493
21:15 | 52.7368
21:20 | 51.15
21:25 | 48.5
21:30 | 49.767
21:35 | 51.5887
21:40 | 50.1101
21:45 | 41.1602
21:50 | 43.1664
21:55 | 48.0477
22:00 | 44.3714
22:05 | 81.0268
22:10 | 78.0294
22:15 | 73.5804
22:20 | 56.73
22:25 | 51.51
22:30 | 57.0449
22:35 | 51.8962
22:40 | 56.6093
22:45 | 56.73
22:50 | 51.15
22:55 | 51.494
23:00 | 48.9868
23:05 | 50.7399
23:10 | 48.4069
23:15 | 50.6449
23:20 | 44.4844
23:25 | 44.1186
23:30 | 48.5722
23:35 | 48.2766
23:40 | 48.1631
23:45 | 45.9675
23:50 | 45.3286
23:55 | 41.4382
0:00 | 42.8646

## Figure 23
Quarterly Energy Dynamics - Q4 2021 |  |  | Contents
Figures from the report, January 2022
Figure 23 Negative prices declined from October highs but still set quarterly records
Frequency of negative or zero spot prices in South Australia and Victoria
%
Region | Month/Year | %
South Australia | 2020-10-01 | 14.48%
| 2020-11-01 | 9.745%
| 2020-12-01 | 19.38%
| 2021-01-01 | 16.99%
| 2021-02-01 | 14.41%
| 2021-03-01 | 8.961%
| 2021-04-01 | 9.144%
| 2021-05-01 | 6.799%
| 2021-06-01 | 5.995%
| 2021-07-01 | 12.18%
| 2021-08-01 | 21.94%
| 2021-09-01 | 35.81%
| 2021-10-01 | 39.66%
| 2021-11-01 | 20.78%
| 2021-12-01 | 24.6%
Victoria | 2020-10-01 | 7.684%
| 2020-11-01 | 4.745%
| 2020-12-01 | 15.48%
| 2021-01-01 | 14%
| 2021-02-01 | 9.226%
| 2021-03-01 | 3.215%
| 2021-04-01 | 8.6%
| 2021-05-01 | 5.589%
| 2021-06-01 | 4.688%
| 2021-07-01 | 12.15%
| 2021-08-01 | 19.46%
| 2021-09-01 | 32.36%
| 2021-10-01 | 34.26%
| 2021-11-01 | 15.51%
| 2021-12-01 | 21.48%

## Figure 24
Quarterly Energy Dynamics - Q4 2021 | [7 empty] | Contents
Figures from the report, January 2022
Figure 24 Significant increase in minus $35/MWh to $50/MWh price band in Q4 2021
South Australian negative spot price band - % of the time
%
Year | Quarter | <-300 | -300 to -100 | -100 to -50 | -50 to -35 | -35 to -15 | -15 to 0
2020 | Q1 | 10.91% | 2.835% | 8.615% | 10.8% | 17.45% | 49.4%
| Q2 | 2.056% | 0.5968% | 2.188% | 7.095% | 17.37% | 70.69%
| Q3 | 4.531% | 9.327% | 12.36% | 29.65% | 11.75% | 32.38%
| Q4 | 3.519% | 11.9% | 13.07% | 22.92% | 20.44% | 28.15%
2021 | Q1 | 5.23% | 15.17% | 7.989% | 18.25% | 30.89% | 22.47%
| Q2 | 2.611% | 5.587% | 7.624% | 10.44% | 41.1% | 32.64%
| Q3 | 2.443% | 5.098% | 6.075% | 15.77% | 43.03% | 27.59%
| Q4 | 0.7568% | 2.005% | 16.65% | 40.1% | 17.99% | 22.5%

## Figure 25
Quarterly Energy Dynamics - Q4 2021 | [7 empty] | Contents
Figures from the report, January 2022
Figure 25 NEM VRE shift bid volumes from minus $1,000/MWh to less negative price bands
NEM semi-scheduled generators final bid distributions[1] – 24 September 2021 to 7 Oct 2021
MW
Datetime | Fixed Load | -1000 | -$1000 to -$100 | -$100 to -$50 | -$50 to $0 | $0 to $50 | $50-$300 | >$300
2021-09-24 00:05 | 0 | 8988 | 2385 | 850 | 0 | 0 | 0 | 593
2021-09-24 00:10 | 0 | 8988 | 2385 | 850 | 0 | 0 | 0 | 593
2021-09-24 00:15 | 0 | 8988 | 2385 | 850 | 0 | 0 | 0 | 593
2021-09-24 00:20 | 0 | 8988 | 2385 | 850 | 0 | 0 | 0 | 593
2021-09-24 00:25 | 0 | 8990 | 2385 | 850 | 0 | 0 | 0 | 593
2021-09-24 00:30 | 0 | 8990 | 2385 | 850 | 0 | 0 | 0 | 593
2021-09-24 00:35 | 0 | 8990 | 2385 | 850 | 0 | 0 | 0 | 593
2021-09-24 00:40 | 0 | 8990 | 2385 | 850 | 0 | 0 | 0 | 593
2021-09-24 00:45 | 0 | 8990 | 2385 | 850 | 0 | 0 | 0 | 593
2021-09-24 00:50 | 0 | 8990 | 2385 | 850 | 0 | 0 | 0 | 593
2021-09-24 00:55 | 0 | 8990 | 2385 | 850 | 0 | 0 | 0 | 593
2021-09-24 01:00 | 0 | 8990 | 2385 | 850 | 0 | 0 | 0 | 593
2021-09-24 01:05 | 0 | 8790 | 2385 | 850 | 0 | 0 | 200 | 593
2021-09-24 01:10 | 0 | 8702 | 2473 | 850 | 0 | 0 | 200 | 593
2021-09-24 01:15 | 0 | 8702 | 2473 | 850 | 0 | 0 | 200 | 593
2021-09-24 01:20 | 0 | 8790 | 2385 | 850 | 0 | 0 | 200 | 593
2021-09-24 01:25 | 0 | 8790 | 2385 | 850 | 0 | 0 | 200 | 593
2021-09-24 01:30 | 0 | 8702 | 2385 | 938 | 0 | 0 | 200 | 593
2021-09-24 01:35 | 0 | 8648 | 2527 | 850 | 0 | 0 | 200 | 593
2021-09-24 01:40 | 0 | 8648 | 2527 | 850 | 0 | 0 | 200 | 593
2021-09-24 01:45 | 0 | 8790 | 2385 | 850 | 0 | 0 | 200 | 593
2021-09-24 01:50 | 0 | 8702 | 2473 | 850 | 0 | 0 | 200 | 593
2021-09-24 01:55 | 0 | 8702 | 2473 | 850 | 0 | 0 | 200 | 593
2021-09-24 02:00 | 0 | 8790 | 2385 | 850 | 0 | 0 | 200 | 593
2021-09-24 02:05 | 0 | 8648 | 2527 | 850 | 0 | 0 | 200 | 593
2021-09-24 02:10 | 0 | 8648 | 2527 | 850 | 0 | 0 | 200 | 593
2021-09-24 02:15 | 0 | 8846 | 2527 | 678 | 0 | 0 | 200 | 593
2021-09-24 02:20 | 0 | 8900 | 2473 | 678 | 0 | 0 | 200 | 593
2021-09-24 02:25 | 0 | 8846 | 2439 | 766 | 0 | 0 | 200 | 593
2021-09-24 02:30 | 0 | 8900 | 2385 | 678 | 0 | 88 | 200 | 593
2021-09-24 02:35 | 0 | 8875 | 2473 | 678 | 0 | 0 | 225 | 593
2021-09-24 02:40 | 0 | 8846 | 2527 | 678 | 0 | 0 | 200 | 593
2021-09-24 02:45 | 0 | 8900 | 2473 | 678 | 0 | 0 | 200 | 593
2021-09-24 02:50 | 0 | 8900 | 2473 | 678 | 0 | 0 | 200 | 593
2021-09-24 02:55 | 0 | 8846 | 2439 | 766 | 0 | 0 | 200 | 593
2021-09-24 03:00 | 0 | 8821 | 2302 | 815 | 0 | 88 | 225 | 593
2021-09-24 03:05 | 0 | 8738 | 2629 | 684 | 0 | 0 | 200 | 593
2021-09-24 03:10 | 0 | 8648 | 2527 | 850 | 0 | 0 | 200 | 593
2021-09-24 03:15 | 0 | 8625 | 2527 | 850 | 0 | 0 | 225 | 593
2021-09-24 03:20 | 0 | 8650 | 2439 | 938 | 0 | 0 | 200 | 593
2021-09-24 03:25 | 0 | 8704 | 2385 | 938 | 0 | 0 | 200 | 593
2021-09-24 03:30 | 0 | 8650 | 2356 | 933 | 0 | 88 | 200 | 593
2021-09-24 03:35 | 0 | 8517 | 2635 | 839 | 0 | 0 | 225 | 604
2021-09-24 03:40 | 0 | 8517 | 2628 | 846 | 0 | 0 | 225 | 604
2021-09-24 03:45 | 0 | 8514 | 2538 | 936 | 0 | 0 | 225 | 604
2021-09-24 03:50 | 0 | 8514 | 2524 | 950 | 0 | 0 | 225 | 604
2021-09-24 03:55 | 0 | 8686 | 2495 | 818 | 0 | 0 | 225 | 593
2021-09-24 04:00 | 0 | 8686 | 2410 | 815 | 0 | 88 | 225 | 593
2021-09-24 04:05 | 0 | 8242 | 2886 | 879 | 0 | 0 | 225 | 593
2021-09-24 04:10 | 0 | 8296 | 2657 | 1054 | 0 | 0 | 225 | 593
2021-09-24 04:15 | 0 | 8287 | 2655 | 1056 | 0 | 0 | 225 | 593
2021-09-24 04:20 | 0 | 8285 | 2656 | 1055 | 0 | 0 | 225 | 593
2021-09-24 04:25 | 0 | 8284 | 2571 | 1052 | 0 | 88 | 225 | 593
2021-09-24 04:30 | 0 | 8284 | 2463 | 1077 | 0 | 171 | 225 | 593
2021-09-24 04:35 | 0 | 8284 | 2658 | 1053 | 0 | 0 | 225 | 593
2021-09-24 04:40 | 0 | 8284 | 2655 | 1056 | 0 | 0 | 225 | 593
2021-09-24 04:45 | 0 | 8284 | 2654 | 865 | 192 | 0 | 225 | 593
2021-09-24 04:50 | 0 | 8284 | 2571 | 860 | 192 | 88 | 225 | 593
2021-09-24 04:55 | 0 | 8284 | 2463 | 968 | 192 | 88 | 225 | 593
2021-09-24 05:00 | 0 | 8226 | 2463 | 781 | 192 | 191 | 313 | 647
2021-09-24 05:05 | 0 | 8280 | 2654 | 1061 | 0 | 0 | 225 | 593
2021-09-24 05:10 | 0 | 8105 | 2801 | 1089 | 0 | 0 | 225 | 593
2021-09-24 05:15 | 0 | 8284 | 2665 | 1057 | 0 | 0 | 225 | 593
2021-09-24 05:20 | 0 | 8284 | 2582 | 1052 | 0 | 88 | 225 | 593
2021-09-24 05:25 | 0 | 8284 | 2474 | 1160 | 0 | 88 | 225 | 593
2021-09-24 05:30 | 0 | 8230 | 2474 | 969 | 0 | 245 | 313 | 593
2021-09-24 05:35 | 0 | 8329 | 2765 | 912 | 0 | 0 | 225 | 593
2021-09-24 05:40 | 0 | 8521 | 2666 | 819 | 0 | 0 | 225 | 593
2021-09-24 05:45 | 0 | 8329 | 2675 | 1002 | 0 | 0 | 225 | 593
2021-09-24 05:50 | 0 | 8575 | 2665 | 766 | 0 | 0 | 225 | 593
2021-09-24 05:55 | 0 | 8383 | 2582 | 953 | 0 | 88 | 225 | 593
2021-09-24 06:00 | 0 | 8383 | 2474 | 1061 | 0 | 88 | 225 | 593
2021-09-24 06:05 | 0 | 8708 | 2645 | 678 | 0 | 0 | 200 | 593
2021-09-24 06:10 | 0 | 8708 | 2645 | 678 | 0 | 0 | 200 | 593
2021-09-24 06:15 | 0 | 8575 | 2665 | 766 | 0 | 0 | 225 | 593
2021-09-24 06:20 | 0 | 8575 | 2582 | 849 | 0 | 0 | 225 | 593
2021-09-24 06:25 | 0 | 9083 | 2074 | 849 | 0 | 0 | 225 | 593
2021-09-24 06:30 | 0 | 9083 | 2074 | 761 | 0 | 88 | 225 | 593
2021-09-24 06:35 | 0 | 9108 | 2245 | 678 | 0 | 0 | 200 | 593
2021-09-24 06:40 | 0 | 9108 | 2245 | 678 | 0 | 0 | 200 | 593
2021-09-24 06:45 | 0 | 9108 | 2157 | 766 | 0 | 0 | 200 | 593
2021-09-24 06:50 | 0 | 9108 | 2157 | 766 | 0 | 0 | 200 | 593
2021-09-24 06:55 | 0 | 9083 | 2075 | 764 | 0 | 84 | 225 | 593
2021-09-24 07:00 | 0 | 9029 | 2074 | 815 | 0 | 88 | 225 | 593
2021-09-24 07:05 | 0 | 9108 | 2129 | 794 | 0 | 0 | 200 | 593
2021-09-24 07:10 | 0 | 9029 | 2181 | 796 | 0 | 0 | 225 | 593
2021-09-24 07:15 | 0 | 8916 | 2245 | 767 | 0 | 73 | 225 | 593
2021-09-24 07:20 | 0 | 9024 | 2042 | 865 | 0 | 70 | 225 | 593
2021-09-24 07:25 | 0 | 8916 | 2014 | 984 | 0 | 87 | 225 | 593
2021-09-24 07:30 | 0 | 8625 | 2078 | 1210 | 0 | 88 | 225 | 593
2021-09-24 07:35 | 0 | 8591 | 2201 | 990 | 5 | 100 | 297 | 593
2021-09-24 07:40 | 0 | 8600 | 2058 | 901 | 103 | 47 | 297 | 771
2021-09-24 07:45 | 0 | 8557 | 2116 | 846 | 39 | 119 | 332 | 771
2021-09-24 07:50 | 0 | 8548 | 1995 | 1061 | 164 | 34 | 297 | 681
2021-09-24 07:55 | 0 | 8648 | 2091 | 1063 | 0 | 0 | 297 | 681
2021-09-24 08:00 | 0 | 8973 | 1937 | 964 | 0 | 0 | 225 | 681
2021-09-24 08:05 | 0 | 8202 | 2093 | 1025 | 2 | 63 | 514 | 881
2021-09-24 08:10 | 0 | 8243 | 2025 | 989 | 0 | 134 | 420 | 969
2021-09-24 08:15 | 0 | 8509 | 2034 | 1181 | 0 | 0 | 353 | 703
2021-09-24 08:20 | 0 | 8367 | 2044 | 1153 | 0 | 196 | 327 | 693
2021-09-24 08:25 | 0 | 8338 | 1886 | 1104 | 0 | 191 | 334 | 927
2021-09-24 08:30 | 0 | 8046 | 2015 | 960 | 192 | 345 | 297 | 925
2021-09-24 08:35 | 0 | 8006 | 2041 | 1142 | 0 | 18 | 488 | 1085
2021-09-24 08:40 | 0 | 8210 | 2040 | 1240 | 0 | 10 | 399 | 881
2021-09-24 08:45 | 0 | 8076 | 1985 | 1143 | 192 | 62 | 353 | 969
2021-09-24 08:50 | 0 | 8030 | 1960 | 1125 | 192 | 105 | 353 | 1015
2021-09-24 08:55 | 0 | 8030 | 1862 | 1141 | 192 | 187 | 353 | 1015
2021-09-24 09:00 | 0 | 7787 | 1833 | 1256 | 192 | 344 | 353 | 1015
2021-09-24 09:05 | 0 | 7580 | 2005 | 1286 | 19 | 183 | 314 | 1393
2021-09-24 09:10 | 0 | 8079 | 2112 | 1030 | 8 | 138 | 410 | 1003
2021-09-24 09:15 | 0 | 7860 | 1925 | 1041 | 0 | 119 | 500 | 1335
2021-09-24 09:20 | 0 | 7354 | 1753 | 1409 | 0 | 93 | 521 | 1650
2021-09-24 09:25 | 0 | 7580 | 1886 | 1283 | 0 | 124 | 297 | 1610
2021-09-24 09:30 | 0 | 7709 | 1886 | 1267 | 0 | 139 | 297 | 1482
2021-09-24 09:35 | 0 | 7641 | 2377 | 1245 | 101 | 84 | 319 | 1013
2021-09-24 09:40 | 0 | 7610 | 2339 | 1335 | 0 | 32 | 521 | 943
2021-09-24 09:45 | 0 | 7838 | 2232 | 1085 | 194 | 163 | 426 | 845
2021-09-24 09:50 | 0 | 7766 | 2209 | 1297 | 141 | 60 | 465 | 845
2021-09-24 09:55 | 0 | 7882 | 2196 | 1277 | 102 | 86 | 225 | 1013
2021-09-24 10:00 | 0 | 7611 | 2161 | 1254 | 200 | 191 | 297 | 1067
2021-09-24 10:05 | 250 | 6935 | 2202 | 1450 | 0 | 41 | 1059 | 819
2021-09-24 10:10 | 250 | 7237 | 2072 | 1232 | 46 | 3 | 1061 | 855
2021-09-24 10:15 | 250 | 6957 | 2129 | 1277 | 1 | 45 | 1064 | 1033
2021-09-24 10:20 | 250 | 7330 | 1919 | 1292 | 0 | 46 | 1064 | 855
2021-09-24 10:25 | 250 | 7227 | 1908 | 1228 | 0 | 0 | 1064 | 1079
2021-09-24 10:30 | 250 | 7380 | 1802 | 1181 | 0 | 0 | 1064 | 1079
2021-09-24 10:35 | 250 | 6894 | 2169 | 1301 | 45 | 17 | 1061 | 1019
2021-09-24 10:40 | 250 | 6994 | 1970 | 1271 | 1 | 106 | 1131 | 1033
2021-09-24 10:45 | 250 | 7072 | 2060 | 1380 | 5 | 70 | 1064 | 855
2021-09-24 10:50 | 250 | 6984 | 1987 | 1392 | 0 | 46 | 1064 | 1033
2021-09-24 10:55 | 250 | 7212 | 1970 | 1181 | 0 | 0 | 1064 | 1079
2021-09-24 11:00 | 250 | 7165 | 1970 | 1228 | 0 | 0 | 1064 | 1079
2021-09-24 11:05 | 250 | 7158 | 1967 | 1276 | 44 | 41 | 1023 | 997
2021-09-24 11:10 | 250 | 7068 | 1953 | 1342 | 46 | 0 | 1064 | 1033
2021-09-24 11:15 | 250 | 7350 | 1832 | 1181 | 0 | 102 | 1008 | 1033
2021-09-24 11:20 | 250 | 7043 | 1889 | 1406 | 0 | 46 | 1089 | 1033
2021-09-24 11:25 | 250 | 7043 | 1889 | 1406 | 0 | 0 | 1089 | 1079
2021-09-24 11:30 | 250 | 6749 | 1836 | 1600 | 0 | 106 | 1136 | 1079
2021-09-24 11:35 | 250 | 6845 | 2095 | 1241 | 46 | 146 | 1157 | 976
2021-09-24 11:40 | 250 | 6307 | 2119 | 1560 | 45 | 4 | 1329 | 1142
2021-09-24 11:45 | 250 | 6782 | 2024 | 1307 | 1 | 218 | 1110 | 1064
2021-09-24 11:50 | 250 | 6953 | 1918 | 1348 | 2 | 132 | 1131 | 1022
2021-09-24 11:55 | 250 | 7278 | 1889 | 1228 | 0 | 0 | 1089 | 1022
2021-09-24 12:00 | 250 | 6618 | 1914 | 1547 | 0 | 181 | 1136 | 1110
2021-09-24 12:05 | 250 | 6628 | 2279 | 1417 | 0 | 29 | 1036 | 1117
2021-09-24 12:10 | 250 | 6628 | 1989 | 1419 | 47 | 176 | 1115 | 1132
2021-09-24 12:15 | 250 | 6857 | 2116 | 1495 | 0 | 78 | 896 | 1064
2021-09-24 12:20 | 250 | 6949 | 1942 | 1473 | 0 | 88 | 944 | 1110
2021-09-24 12:25 | 250 | 6775 | 1809 | 1732 | 0 | 159 | 921 | 1110
2021-09-24 12:30 | 250 | 6523 | 1806 | 1654 | 22 | 393 | 998 | 1110
2021-09-24 12:35 | 0 | 7164 | 2131 | 1271 | 1 | 157 | 993 | 1064
2021-09-24 12:40 | 0 | 7138 | 1994 | 1361 | 47 | 159 | 992 | 1090
2021-09-24 12:45 | 250 | 6683 | 2202 | 1458 | 0 | 133 | 940 | 1090
2021-09-24 12:50 | 250 | 6393 | 1989 | 1534 | 1 | 156 | 955 | 1478
2021-09-24 12:55 | 250 | 6193 | 1885 | 1713 | 3 | 296 | 956 | 1460
2021-09-24 13:00 | 250 | 6359 | 1866 | 1682 | 69 | 443 | 1039 | 1048
2021-09-24 13:05 | 250 | 6688 | 2174 | 1544 | 0 | 124 | 974 | 1002
2021-09-24 13:10 | 250 | 6283 | 2116 | 1320 | 0 | 295 | 1054 | 1438
2021-09-24 13:15 | 250 | 6193 | 2017 | 1492 | 46 | 176 | 1138 | 1438
2021-09-24 13:20 | 250 | 6418 | 1908 | 1327 | 2 | 139 | 1268 | 1438
2021-09-24 13:25 | 250 | 6702 | 1898 | 1158 | 0 | 368 | 1210 | 1162
2021-09-24 13:30 | 250 | 6648 | 1862 | 1171 | 0 | 445 | 1200 | 1172
2021-09-24 13:35 | 0 | 7067 | 2146 | 1242 | 101 | 175 | 1218 | 824
2021-09-24 13:40 | 0 | 5906 | 2382 | 1379 | 9 | 328 | 1221 | 1548
2021-09-24 13:45 | 0 | 6275 | 2019 | 1132 | 25 | 241 | 1494 | 1587
2021-09-24 13:50 | 0 | 6525 | 2120 | 1143 | 56 | 39 | 1500 | 1390
2021-09-24 13:55 | 0 | 6873 | 1928 | 997 | 0 | 241 | 1432 | 1302
2021-09-24 14:00 | 0 | 6801 | 1928 | 951 | 46 | 200 | 1541 | 1306
2021-09-24 14:05 | 0 | 7059 | 2157 | 1301 | 0 | 2 | 1140 | 1114
2021-09-24 14:10 | 0 | 6427 | 2118 | 1207 | 2 | 215 | 1236 | 1568
2021-09-24 14:15 | 0 | 6541 | 2075 | 1279 | 46 | 112 | 1319 | 1400
2021-09-24 14:20 | 0 | 6905 | 1952 | 1084 | 0 | 266 | 1263 | 1302
2021-09-24 14:25 | 0 | 6905 | 1952 | 991 | 0 | 359 | 1263 | 1302
2021-09-24 14:30 | 0 | 6941 | 1906 | 997 | 154 | 245 | 1181 | 1348
2021-09-24 14:35 | 0 | 7185 | 2139 | 1153 | 0 | 63 | 980 | 1252
2021-09-24 14:40 | 0 | 6941 | 2172 | 1173 | 0 | 57 | 1137 | 1292
2021-09-24 14:45 | 0 | 7095 | 2002 | 1183 | 0 | 63 | 1134 | 1292
2021-09-24 14:50 | 0 | 7038 | 2124 | 1232 | 0 | 0 | 1099 | 1276
2021-09-24 14:55 | 0 | 7289 | 1989 | 1107 | 98 | 0 | 1099 | 1188
2021-09-24 15:00 | 0 | 7264 | 1989 | 1107 | 98 | 0 | 990 | 1322
2021-09-24 15:05 | 0 | 7861 | 1907 | 958 | 0 | 6 | 790 | 1248
2021-09-24 15:10 | 0 | 7507 | 2117 | 953 | 0 | 0 | 1015 | 1178
2021-09-24 15:15 | 0 | 7507 | 1998 | 953 | 0 | 0 | 1137 | 1178
2021-09-24 15:20 | 0 | 7282 | 1982 | 1131 | 0 | 0 | 1112 | 1266
2021-09-24 15:25 | 0 | 6878 | 1926 | 1187 | 154 | 0 | 1174 | 1454
2021-09-24 15:30 | 0 | 6853 | 1915 | 1115 | 0 | 83 | 1255 | 1552
2021-09-24 15:35 | 0 | 6740 | 2490 | 1224 | 0 | 117 | 1007 | 1195
2021-09-24 15:40 | 0 | 7138 | 2280 | 1362 | 0 | 113 | 992 | 888
2021-09-24 15:45 | 0 | 7613 | 1944 | 1292 | 62 | 146 | 918 | 798
2021-09-24 15:50 | 0 | 7814 | 1915 | 1254 | 0 | 74 | 918 | 798
2021-09-24 15:55 | 0 | 7466 | 1972 | 1153 | 0 | 175 | 918 | 1089
2021-09-24 16:00 | 0 | 7787 | 1915 | 1083 | 0 | 245 | 918 | 825
2021-09-24 16:05 | 0 | 7823 | 2247 | 1123 | 0 | 45 | 710 | 825
2021-09-24 16:10 | 0 | 8035 | 2276 | 1116 | 0 | 68 | 463 | 815
2021-09-24 16:15 | 0 | 7610 | 2250 | 1235 | 0 | 80 | 584 | 1014
2021-09-24 16:20 | 0 | 6903 | 2083 | 1556 | 0 | 151 | 603 | 1477
2021-09-24 16:25 | 0 | 7581 | 2014 | 1303 | 0 | 230 | 553 | 1092
2021-09-24 16:30 | 0 | 7711 | 1797 | 1462 | 0 | 301 | 588 | 914
2021-09-24 16:35 | 0 | 8021 | 2089 | 1386 | 0 | 45 | 428 | 804
2021-09-24 16:40 | 0 | 8175 | 1937 | 1341 | 0 | 0 | 428 | 892
2021-09-24 16:45 | 0 | 8170 | 1868 | 1367 | 0 | 43 | 428 | 891
2021-09-24 16:50 | 0 | 8169 | 1807 | 1427 | 0 | 49 | 426 | 886
2021-09-24 16:55 | 0 | 8261 | 1862 | 1421 | 0 | 0 | 426 | 798
2021-09-24 17:00 | 0 | 8199 | 1797 | 1486 | 0 | 0 | 426 | 860
2021-09-24 17:05 | 0 | 8803 | 1864 | 1142 | 0 | 0 | 225 | 776
2021-09-24 17:10 | 0 | 8902 | 1691 | 1216 | 0 | 0 | 225 | 776
2021-09-24 17:15 | 0 | 8804 | 1622 | 1285 | 0 | 0 | 225 | 880
2021-09-24 17:20 | 0 | 8804 | 1582 | 1257 | 0 | 68 | 225 | 880
2021-09-24 17:25 | 0 | 8934 | 1577 | 956 | 0 | 202 | 225 | 922
2021-09-24 17:30 | 0 | 8742 | 1577 | 1105 | 0 | 245 | 225 | 922
2021-09-24 17:35 | 0 | 9257 | 1778 | 747 | 0 | 0 | 200 | 834
2021-09-24 17:40 | 0 | 9124 | 1912 | 850 | 0 | 0 | 200 | 730
2021-09-24 17:45 | 0 | 9361 | 1873 | 652 | 0 | 0 | 200 | 730
2021-09-24 17:50 | 0 | 9361 | 1873 | 652 | 0 | 0 | 200 | 730
2021-09-24 17:55 | 0 | 9361 | 1873 | 652 | 0 | 0 | 200 | 730
2021-09-24 18:00 | 0 | 9257 | 1873 | 652 | 0 | 0 | 200 | 834
2021-09-24 18:05 | 0 | 9368 | 2099 | 652 | 0 | 0 | 0 | 697
2021-09-24 18:10 | 0 | 9256 | 2011 | 652 | 0 | 0 | 200 | 697
2021-09-24 18:15 | 0 | 9456 | 2011 | 652 | 0 | 0 | 0 | 697
2021-09-24 18:20 | 0 | 9561 | 2011 | 652 | 0 | 0 | 0 | 593
2021-09-24 18:25 | 0 | 9561 | 2011 | 652 | 0 | 0 | 0 | 593
2021-09-24 18:30 | 0 | 9561 | 2011 | 652 | 0 | 0 | 0 | 593
2021-09-24 18:35 | 0 | 9389 | 2011 | 824 | 0 | 0 | 0 | 593
2021-09-24 18:40 | 0 | 9389 | 2011 | 824 | 0 | 0 | 0 | 593
2021-09-24 18:45 | 0 | 9389 | 2011 | 824 | 0 | 0 | 0 | 593
2021-09-24 18:50 | 0 | 9259 | 2141 | 824 | 0 | 0 | 0 | 593
2021-09-24 18:55 | 0 | 9259 | 2141 | 824 | 0 | 0 | 0 | 593
2021-09-24 19:00 | 0 | 9259 | 2141 | 824 | 0 | 0 | 0 | 593
2021-09-24 19:05 | 0 | 9259 | 2141 | 824 | 0 | 0 | 0 | 593
2021-09-24 19:10 | 0 | 9259 | 2141 | 824 | 0 | 0 | 0 | 593
2021-09-24 19:15 | 0 | 8989 | 2411 | 824 | 0 | 0 | 0 | 593
2021-09-24 19:20 | 0 | 8989 | 2411 | 824 | 0 | 0 | 0 | 593
2021-09-24 19:25 | 0 | 8989 | 2411 | 824 | 0 | 0 | 0 | 593
2021-09-24 19:30 | 0 | 8989 | 2411 | 824 | 0 | 0 | 0 | 593
2021-09-24 19:35 | 0 | 8989 | 2411 | 824 | 0 | 0 | 0 | 593
2021-09-24 19:40 | 0 | 8989 | 2411 | 824 | 0 | 0 | 0 | 593
2021-09-24 19:45 | 0 | 8989 | 2411 | 824 | 0 | 0 | 0 | 593
2021-09-24 19:50 | 0 | 8988 | 2411 | 824 | 0 | 0 | 0 | 593
2021-09-24 19:55 | 0 | 8986 | 2411 | 824 | 0 | 0 | 0 | 593
2021-09-24 20:00 | 0 | 8986 | 2411 | 824 | 0 | 0 | 0 | 593
2021-09-24 20:05 | 0 | 8986 | 2411 | 824 | 0 | 0 | 0 | 593
2021-09-24 20:10 | 0 | 8986 | 2411 | 824 | 0 | 0 | 0 | 593
2021-09-24 20:15 | 0 | 8983 | 2411 | 824 | 0 | 0 | 0 | 593
2021-09-24 20:20 | 0 | 8983 | 2411 | 824 | 0 | 0 | 0 | 593
2021-09-24 20:25 | 0 | 8985 | 2411 | 824 | 0 | 0 | 0 | 593
2021-09-24 20:30 | 0 | 8985 | 2411 | 824 | 0 | 0 | 0 | 593
2021-09-24 20:35 | 0 | 9385 | 2011 | 824 | 0 | 0 | 0 | 593
2021-09-24 20:40 | 0 | 9385 | 2011 | 824 | 0 | 0 | 0 | 593
2021-09-24 20:45 | 0 | 9388 | 2011 | 824 | 0 | 0 | 0 | 593
2021-09-24 20:50 | 0 | 9390 | 2011 | 824 | 0 | 0 | 0 | 593
2021-09-24 20:55 | 0 | 9390 | 2011 | 824 | 0 | 0 | 0 | 593
2021-09-24 21:00 | 0 | 9390 | 2011 | 824 | 0 | 0 | 0 | 593
2021-09-24 21:05 | 0 | 9390 | 2011 | 824 | 0 | 0 | 0 | 593
2021-09-24 21:10 | 0 | 9390 | 2011 | 824 | 0 | 0 | 0 | 593
2021-09-24 21:15 | 0 | 9390 | 2011 | 824 | 0 | 0 | 0 | 593
2021-09-24 21:20 | 0 | 9390 | 2011 | 824 | 0 | 0 | 0 | 593
2021-09-24 21:25 | 0 | 9390 | 2011 | 824 | 0 | 0 | 0 | 593
2021-09-24 21:30 | 0 | 9390 | 2011 | 824 | 0 | 0 | 0 | 593
2021-09-24 21:35 | 0 | 9390 | 2011 | 824 | 0 | 0 | 0 | 593
2021-09-24 21:40 | 0 | 8990 | 2411 | 824 | 0 | 0 | 0 | 593
2021-09-24 21:45 | 0 | 8990 | 2411 | 824 | 0 | 0 | 0 | 593
2021-09-24 21:50 | 0 | 8990 | 2411 | 824 | 0 | 0 | 0 | 593
2021-09-24 21:55 | 0 | 8990 | 2411 | 824 | 0 | 0 | 0 | 593
2021-09-24 22:00 | 0 | 8990 | 2411 | 824 | 0 | 0 | 0 | 593
2021-09-24 22:05 | 0 | 8990 | 2411 | 824 | 0 | 0 | 0 | 593
2021-09-24 22:10 | 0 | 8990 | 2411 | 824 | 0 | 0 | 0 | 593
2021-09-24 22:15 | 0 | 8990 | 2411 | 824 | 0 | 0 | 0 | 593
2021-09-24 22:20 | 0 | 8990 | 2411 | 824 | 0 | 0 | 0 | 593
2021-09-24 22:25 | 0 | 8990 | 2411 | 824 | 0 | 0 | 0 | 593
2021-09-24 22:30 | 0 | 8990 | 2411 | 824 | 0 | 0 | 0 | 593
2021-09-24 22:35 | 0 | 8990 | 2411 | 824 | 0 | 0 | 0 | 593
2021-09-24 22:40 | 0 | 8990 | 2411 | 824 | 0 | 0 | 0 | 593
2021-09-24 22:45 | 0 | 8990 | 2411 | 824 | 0 | 0 | 0 | 593
2021-09-24 22:50 | 0 | 8990 | 2411 | 824 | 0 | 0 | 0 | 593
2021-09-24 22:55 | 0 | 8990 | 2411 | 824 | 0 | 0 | 0 | 593
2021-09-24 23:00 | 0 | 8990 | 2411 | 824 | 0 | 0 | 0 | 593
2021-09-24 23:05 | 0 | 8990 | 2411 | 824 | 0 | 0 | 0 | 593
2021-09-24 23:10 | 0 | 8990 | 2411 | 824 | 0 | 0 | 0 | 593
2021-09-24 23:15 | 0 | 8990 | 2411 | 824 | 0 | 0 | 0 | 593
2021-09-24 23:20 | 0 | 8990 | 2411 | 824 | 0 | 0 | 0 | 593
2021-09-24 23:25 | 0 | 8990 | 2411 | 824 | 0 | 0 | 0 | 593
2021-09-24 23:30 | 0 | 8990 | 2411 | 824 | 0 | 0 | 0 | 593
2021-09-24 23:35 | 0 | 8990 | 2411 | 824 | 0 | 0 | 0 | 593
2021-09-24 23:40 | 0 | 8990 | 2411 | 824 | 0 | 0 | 0 | 593
2021-09-24 23:45 | 0 | 8990 | 2411 | 824 | 0 | 0 | 0 | 593
2021-09-24 23:50 | 0 | 8990 | 2411 | 824 | 0 | 0 | 0 | 593
2021-09-24 23:55 | 0 | 8990 | 2411 | 824 | 0 | 0 | 0 | 593
2021-09-25 | 0 | 8990 | 2411 | 824 | 0 | 0 | 0 | 593
2021-09-25 00:05 | 0 | 8990 | 2411 | 824 | 0 | 0 | 0 | 593
2021-09-25 00:10 | 0 | 8990 | 2411 | 824 | 0 | 0 | 0 | 593
2021-09-25 00:15 | 0 | 8990 | 2411 | 824 | 0 | 0 | 0 | 593
2021-09-25 00:20 | 0 | 8990 | 2411 | 824 | 0 | 0 | 0 | 593
2021-09-25 00:25 | 0 | 8990 | 2411 | 824 | 0 | 0 | 0 | 593
2021-09-25 00:30 | 0 | 8990 | 2411 | 824 | 0 | 0 | 0 | 593
2021-09-25 00:35 | 0 | 8990 | 2411 | 824 | 0 | 0 | 0 | 593
2021-09-25 00:40 | 0 | 8990 | 2411 | 824 | 0 | 0 | 0 | 593
2021-09-25 00:45 | 0 | 8990 | 2411 | 824 | 0 | 0 | 0 | 593
2021-09-25 00:50 | 0 | 9390 | 2011 | 824 | 0 | 0 | 0 | 593
2021-09-25 00:55 | 0 | 9390 | 2011 | 824 | 0 | 0 | 0 | 593
2021-09-25 01:00 | 0 | 9390 | 2011 | 824 | 0 | 0 | 0 | 593
2021-09-25 01:05 | 0 | 9390 | 2011 | 824 | 0 | 0 | 0 | 593
2021-09-25 01:10 | 0 | 9390 | 2011 | 824 | 0 | 0 | 0 | 593
2021-09-25 01:15 | 0 | 9390 | 2011 | 824 | 0 | 0 | 0 | 593
2021-09-25 01:20 | 0 | 9390 | 2011 | 824 | 0 | 0 | 0 | 593
2021-09-25 01:25 | 0 | 9390 | 2011 | 824 | 0 | 0 | 0 | 593
2021-09-25 01:30 | 0 | 9390 | 2011 | 824 | 0 | 0 | 0 | 593
2021-09-25 01:35 | 0 | 9390 | 2011 | 824 | 0 | 0 | 0 | 593
2021-09-25 01:40 | 0 | 9390 | 2011 | 824 | 0 | 0 | 0 | 593
2021-09-25 01:45 | 0 | 9390 | 2011 | 824 | 0 | 0 | 0 | 593
2021-09-25 01:50 | 0 | 9390 | 2011 | 824 | 0 | 0 | 0 | 593
2021-09-25 01:55 | 0 | 9190 | 2011 | 824 | 0 | 0 | 200 | 593
2021-09-25 02:00 | 0 | 9390 | 2011 | 824 | 0 | 0 | 0 | 593
2021-09-25 02:05 | 0 | 9390 | 2011 | 824 | 0 | 0 | 0 | 593
2021-09-25 02:10 | 0 | 9190 | 2011 | 824 | 0 | 0 | 200 | 593
2021-09-25 02:15 | 0 | 9190 | 2011 | 824 | 0 | 0 | 200 | 593
2021-09-25 02:20 | 0 | 9190 | 2011 | 824 | 0 | 0 | 200 | 593
2021-09-25 02:25 | 0 | 9190 | 2011 | 824 | 0 | 0 | 200 | 593
2021-09-25 02:30 | 0 | 9190 | 2011 | 824 | 0 | 0 | 200 | 593
2021-09-25 02:35 | 0 | 9190 | 2011 | 824 | 0 | 0 | 200 | 593
2021-09-25 02:40 | 0 | 9390 | 2011 | 824 | 0 | 0 | 0 | 593
2021-09-25 02:45 | 0 | 9190 | 2011 | 824 | 0 | 0 | 200 | 593
2021-09-25 02:50 | 0 | 9190 | 2011 | 824 | 0 | 0 | 200 | 593
2021-09-25 02:55 | 0 | 9190 | 2011 | 824 | 0 | 0 | 200 | 593
2021-09-25 03:00 | 0 | 9190 | 2011 | 824 | 0 | 0 | 200 | 593
2021-09-25 03:05 | 0 | 9190 | 2011 | 824 | 0 | 0 | 200 | 593
2021-09-25 03:10 | 0 | 9190 | 2011 | 824 | 0 | 0 | 200 | 593
2021-09-25 03:15 | 0 | 9190 | 2011 | 824 | 0 | 0 | 200 | 593
2021-09-25 03:20 | 0 | 9390 | 2011 | 824 | 0 | 0 | 0 | 593
2021-09-25 03:25 | 0 | 9390 | 2011 | 824 | 0 | 0 | 0 | 593
2021-09-25 03:30 | 0 | 9190 | 2011 | 824 | 0 | 0 | 200 | 593
2021-09-25 03:35 | 0 | 9190 | 2011 | 824 | 0 | 0 | 200 | 593
2021-09-25 03:40 | 0 | 9190 | 2011 | 824 | 0 | 0 | 200 | 593
2021-09-25 03:45 | 0 | 9190 | 2011 | 824 | 0 | 0 | 200 | 593
2021-09-25 03:50 | 0 | 9190 | 2011 | 824 | 0 | 0 | 200 | 593
2021-09-25 03:55 | 0 | 9190 | 2011 | 824 | 0 | 0 | 200 | 593
2021-09-25 04:00 | 0 | 9190 | 2011 | 824 | 0 | 0 | 200 | 593
2021-09-25 04:05 | 0 | 9212 | 2011 | 824 | 0 | 0 | 200 | 593
2021-09-25 04:10 | 0 | 9412 | 2011 | 824 | 0 | 0 | 0 | 593
2021-09-25 04:15 | 0 | 8994 | 2411 | 824 | 0 | 0 | 0 | 593
2021-09-25 04:20 | 0 | 8991 | 2411 | 824 | 0 | 0 | 0 | 593
2021-09-25 04:25 | 0 | 8990 | 2411 | 824 | 0 | 0 | 0 | 593
2021-09-25 04:30 | 0 | 8990 | 2411 | 824 | 0 | 0 | 0 | 593
2021-09-25 04:35 | 0 | 8990 | 2411 | 824 | 0 | 0 | 0 | 593
2021-09-25 04:40 | 0 | 8990 | 2411 | 824 | 0 | 0 | 0 | 593
2021-09-25 04:45 | 0 | 8990 | 2411 | 824 | 0 | 0 | 0 | 593
2021-09-25 04:50 | 0 | 8990 | 2411 | 824 | 0 | 0 | 0 | 593
2021-09-25 04:55 | 0 | 8990 | 2411 | 824 | 0 | 0 | 0 | 593
2021-09-25 05:00 | 0 | 8990 | 2411 | 824 | 0 | 0 | 0 | 593
2021-09-25 05:05 | 0 | 8990 | 2411 | 824 | 0 | 0 | 0 | 593
2021-09-25 05:10 | 0 | 8990 | 2411 | 824 | 0 | 0 | 0 | 593
2021-09-25 05:15 | 0 | 8990 | 2411 | 824 | 0 | 0 | 0 | 593
2021-09-25 05:20 | 0 | 8990 | 2411 | 824 | 0 | 0 | 0 | 593
2021-09-25 05:25 | 0 | 8990 | 2411 | 824 | 0 | 0 | 0 | 593
2021-09-25 05:30 | 0 | 8990 | 2411 | 824 | 0 | 0 | 0 | 593
2021-09-25 05:35 | 0 | 8990 | 2411 | 824 | 0 | 0 | 0 | 593
2021-09-25 05:40 | 0 | 8990 | 2411 | 824 | 0 | 0 | 0 | 593
2021-09-25 05:45 | 0 | 8993 | 2411 | 824 | 0 | 0 | 0 | 593
2021-09-25 05:50 | 0 | 8993 | 2411 | 824 | 0 | 0 | 0 | 593
2021-09-25 05:55 | 0 | 8993 | 2411 | 824 | 0 | 0 | 0 | 593
2021-09-25 06:00 | 0 | 8993 | 2411 | 824 | 0 | 0 | 0 | 593
2021-09-25 06:05 | 0 | 8993 | 2411 | 824 | 0 | 0 | 0 | 593
2021-09-25 06:10 | 0 | 8993 | 2411 | 824 | 0 | 0 | 0 | 593
2021-09-25 06:15 | 0 | 8996 | 2411 | 824 | 0 | 0 | 0 | 593
2021-09-25 06:20 | 0 | 8996 | 2411 | 824 | 0 | 0 | 0 | 593
2021-09-25 06:25 | 0 | 8996 | 2411 | 824 | 0 | 0 | 0 | 593
2021-09-25 06:30 | 0 | 8996 | 2411 | 824 | 0 | 0 | 0 | 593
2021-09-25 06:35 | 0 | 8996 | 2411 | 824 | 0 | 0 | 0 | 593
2021-09-25 06:40 | 0 | 8996 | 2411 | 824 | 0 | 0 | 0 | 593
2021-09-25 06:45 | 0 | 8996 | 2411 | 824 | 0 | 0 | 0 | 593
2021-09-25 06:50 | 0 | 8996 | 2411 | 824 | 0 | 0 | 0 | 593
2021-09-25 06:55 | 0 | 8996 | 2411 | 824 | 0 | 0 | 0 | 593
2021-09-25 07:00 | 0 | 8996 | 2411 | 824 | 0 | 0 | 0 | 593
2021-09-25 07:05 | 0 | 8744 | 2417 | 927 | 97 | 46 | 0 | 593
2021-09-25 07:10 | 0 | 8672 | 2411 | 922 | 103 | 51 | 72 | 593
2021-09-25 07:15 | 0 | 8672 | 2411 | 922 | 3 | 151 | 72 | 593
2021-09-25 07:20 | 0 | 8626 | 2411 | 922 | 60 | 140 | 72 | 593
2021-09-25 07:25 | 0 | 8662 | 2411 | 922 | 149 | 51 | 36 | 593
2021-09-25 07:30 | 0 | 8662 | 2411 | 922 | 200 | 0 | 36 | 593
2021-09-25 07:35 | 0 | 8625 | 2411 | 969 | 0 | 59 | 118 | 642
2021-09-25 07:40 | 0 | 8176 | 2411 | 984 | 1 | 102 | 252 | 898
2021-09-25 07:45 | 0 | 8360 | 2598 | 1024 | 0 | 65 | 121 | 662
2021-09-25 07:50 | 0 | 8378 | 2456 | 970 | 0 | 0 | 128 | 898
2021-09-25 07:55 | 0 | 8182 | 2517 | 1105 | 0 | 0 | 128 | 898
2021-09-25 08:00 | 0 | 8182 | 2501 | 1121 | 0 | 0 | 128 | 898
2021-09-25 08:05 | 0 | 8498 | 2509 | 895 | 2 | 40 | 72 | 812
2021-09-25 08:10 | 0 | 7980 | 2526 | 1053 | 0 | 31 | 328 | 910
2021-09-25 08:15 | 0 | 8316 | 2457 | 970 | 0 | 6 | 350 | 729
2021-09-25 08:20 | 0 | 8201 | 2348 | 1075 | 0 | 185 | 297 | 722
2021-09-25 08:25 | 0 | 7528 | 2328 | 1516 | 0 | 161 | 297 | 998
2021-09-25 08:30 | 0 | 7706 | 2328 | 1484 | 0 | 291 | 297 | 722
2021-09-25 08:35 | 0 | 7523 | 2755 | 1185 | 1 | 78 | 466 | 820
2021-09-25 08:40 | 0 | 8157 | 2537 | 1125 | 111 | 39 | 225 | 634
2021-09-25 08:45 | 0 | 7907 | 2529 | 1185 | 98 | 0 | 297 | 812
2021-09-25 08:50 | 0 | 8347 | 2423 | 1127 | 0 | 0 | 297 | 634
2021-09-25 08:55 | 0 | 8458 | 2546 | 954 | 0 | 0 | 236 | 634
2021-09-25 09:00 | 0 | 8398 | 2382 | 964 | 0 | 0 | 272 | 812
2021-09-25 09:05 | 0 | 8118 | 2554 | 900 | 0 | 40 | 425 | 791
2021-09-25 09:10 | 0 | 8064 | 2551 | 950 | 0 | 0 | 353 | 910
2021-09-25 09:15 | 0 | 8219 | 2445 | 901 | 0 | 1 | 352 | 910
2021-09-25 09:20 | 0 | 7903 | 2465 | 976 | 5 | 102 | 379 | 998
2021-09-25 09:25 | 0 | 8309 | 2370 | 976 | 0 | 6 | 347 | 820
2021-09-25 09:30 | 0 | 8084 | 2370 | 1023 | 0 | 0 | 353 | 998
2021-09-25 09:35 | 0 | 7732 | 2393 | 1192 | 246 | 68 | 297 | 900
2021-09-25 09:40 | 0 | 7528 | 2473 | 1246 | 0 | 19 | 562 | 1000
2021-09-25 09:45 | 0 | 8241 | 2339 | 909 | 0 | 141 | 466 | 732
2021-09-25 09:50 | 0 | 7528 | 2302 | 1454 | 0 | 96 | 450 | 998
2021-09-25 09:55 | 0 | 7300 | 2400 | 1357 | 0 | 275 | 498 | 998
2021-09-25 10:00 | 0 | 7504 | 2524 | 1256 | 0 | 95 | 451 | 998
2021-09-25 10:05 | 0 | 7818 | 2450 | 1004 | 0 | 0 | 646 | 910
2021-09-25 10:10 | 0 | 8523 | 2316 | 976 | 0 | 122 | 257 | 634
2021-09-25 10:15 | 0 | 7057 | 2287 | 1070 | 0 | 0 | 1032 | 1382
2021-09-25 10:20 | 0 | 7348 | 2188 | 878 | 0 | 0 | 1032 | 1382
2021-09-25 10:25 | 0 | 7348 | 2188 | 878 | 0 | 0 | 1032 | 1382
2021-09-25 10:30 | 0 | 7348 | 2188 | 878 | 0 | 0 | 904 | 1510
2021-09-25 10:35 | 0 | 7257 | 2489 | 1357 | 0 | 418 | 143 | 1164
2021-09-25 10:40 | 0 | 7338 | 2435 | 1029 | 73 | 411 | 72 | 1470
2021-09-25 10:45 | 0 | 7558 | 2304 | 943 | 128 | 441 | 265 | 1189
2021-09-25 10:50 | 0 | 6337 | 2202 | 1123 | 364 | 1077 | 671 | 1054
2021-09-25 10:55 | 0 | 6678 | 2408 | 1175 | 94 | 1133 | 286 | 1054
2021-09-25 11:00 | 0 | 7043 | 2261 | 1261 | 0 | 1051 | 158 | 1054
2021-09-25 11:05 | 0 | 6967 | 2412 | 1513 | 153 | 490 | 383 | 910
2021-09-25 11:10 | 0 | 6770 | 2283 | 1370 | 192 | 759 | 456 | 998
2021-09-25 11:15 | 0 | 6892 | 2248 | 1109 | 188 | 699 | 604 | 1088
2021-09-25 11:20 | 0 | 6983 | 2227 | 1140 | 193 | 791 | 497 | 998
2021-09-25 11:25 | 0 | 7029 | 2178 | 1473 | 4 | 653 | 494 | 998
2021-09-25 11:30 | 0 | 6900 | 2233 | 1399 | 192 | 656 | 451 | 998
2021-09-25 11:35 | 0 | 6922 | 2450 | 1467 | 1 | 523 | 468 | 998
2021-09-25 11:40 | 0 | 7303 | 2599 | 1441 | 30 | 411 | 323 | 722
2021-09-25 11:45 | 0 | 7066 | 2190 | 1134 | 0 | 0 | 1155 | 1284
2021-09-25 11:50 | 0 | 6829 | 2206 | 1205 | 0 | 0 | 1155 | 1434
2021-09-25 11:55 | 0 | 7120 | 2242 | 878 | 0 | 0 | 1155 | 1434
2021-09-25 12:00 | 0 | 7120 | 2242 | 878 | 0 | 0 | 1027 | 1562
2021-09-25 12:05 | 0 | 6782 | 2576 | 1218 | 6 | 424 | 518 | 1305
2021-09-25 12:10 | 0 | 7039 | 2246 | 1362 | 153 | 437 | 390 | 1202
2021-09-25 12:15 | 0 | 6792 | 2357 | 1286 | 159 | 526 | 414 | 1295
2021-09-25 12:20 | 0 | 7285 | 2297 | 1364 | 8 | 637 | 395 | 843
2021-09-25 12:25 | 0 | 6954 | 2283 | 1414 | 0 | 608 | 451 | 1119
2021-09-25 12:30 | 0 | 6789 | 2283 | 1453 | 0 | 687 | 498 | 1119
2021-09-25 12:35 | 0 | 6789 | 2492 | 1324 | 2 | 557 | 546 | 1119
2021-09-25 12:40 | 0 | 7357 | 2484 | 1352 | 27 | 443 | 323 | 843
2021-09-25 12:45 | 0 | 7107 | 2212 | 1446 | 93 | 555 | 395 | 1021
2021-09-25 12:50 | 0 | 7126 | 2214 | 1124 | 166 | 783 | 395 | 1021
2021-09-25 12:55 | 0 | 7339 | 2165 | 1372 | 0 | 597 | 415 | 941
2021-09-25 13:00 | 0 | 7350 | 2165 | 1279 | 0 | 699 | 483 | 853
2021-09-25 13:05 | 0 | 7126 | 2445 | 1180 | 167 | 560 | 418 | 933
2021-09-25 13:10 | 0 | 6679 | 2285 | 1282 | 172 | 664 | 628 | 1119
2021-09-25 13:15 | 0 | 6929 | 2466 | 1268 | 166 | 662 | 397 | 941
2021-09-25 13:20 | 0 | 6858 | 2350 | 1423 | 0 | 628 | 451 | 1119
2021-09-25 13:25 | 0 | 7172 | 2187 | 1394 | 0 | 510 | 447 | 1119
2021-09-25 13:30 | 0 | 7019 | 2165 | 1486 | 0 | 589 | 451 | 1119
2021-09-25 13:35 | 0 | 6997 | 2335 | 1198 | 132 | 578 | 568 | 1021
2021-09-25 13:40 | 0 | 6679 | 2463 | 1251 | 26 | 676 | 616 | 1118
2021-09-25 13:45 | 0 | 7447 | 2460 | 1275 | 0 | 506 | 298 | 843
2021-09-25 13:50 | 0 | 8142 | 2248 | 975 | 0 | 411 | 298 | 755
2021-09-25 13:55 | 0 | 7916 | 2346 | 1031 | 0 | 411 | 370 | 755
2021-09-25 14:00 | 0 | 8116 | 2248 | 975 | 154 | 411 | 170 | 755
2021-09-25 14:05 | 0 | 8038 | 2570 | 1001 | 0 | 445 | 170 | 605
2021-09-25 14:10 | 0 | 7549 | 2120 | 1015 | 73 | 582 | 235 | 1255
2021-09-25 14:15 | 0 | 7548 | 2236 | 1015 | 128 | 411 | 235 | 1255
2021-09-25 14:20 | 0 | 7664 | 2120 | 1015 | 128 | 411 | 277 | 1213
2021-09-25 14:25 | 0 | 7554 | 2248 | 1015 | 0 | 536 | 500 | 975
2021-09-25 14:30 | 0 | 7554 | 2248 | 1015 | 0 | 486 | 644 | 881
2021-09-25 14:35 | 0 | 7887 | 2466 | 1009 | 0 | 411 | 272 | 783
2021-09-25 14:40 | 0 | 8137 | 2464 | 968 | 5 | 449 | 200 | 605
2021-09-25 14:45 | 0 | 8065 | 2481 | 994 | 0 | 411 | 272 | 605
2021-09-25 14:50 | 0 | 8137 | 2520 | 955 | 0 | 411 | 200 | 605
2021-09-25 14:55 | 0 | 8291 | 2366 | 955 | 0 | 411 | 200 | 605
2021-09-25 15:00 | 0 | 8291 | 2366 | 955 | 0 | 411 | 200 | 605
2021-09-25 15:05 | 0 | 7370 | 2495 | 1463 | 58 | 452 | 297 | 693
2021-09-25 15:10 | 0 | 7571 | 2750 | 1178 | 0 | 411 | 225 | 693
2021-09-25 15:15 | 0 | 8016 | 2385 | 1098 | 0 | 411 | 225 | 693
2021-09-25 15:20 | 0 | 7766 | 2335 | 1148 | 0 | 411 | 297 | 871
2021-09-25 15:25 | 0 | 7377 | 2866 | 1135 | 0 | 427 | 240 | 783
2021-09-25 15:30 | 0 | 8237 | 2283 | 1092 | 0 | 411 | 200 | 605
2021-09-25 15:35 | 0 | 7845 | 2366 | 857 | 0 | 411 | 314 | 1035
2021-09-25 15:40 | 0 | 8282 | 2444 | 932 | 18 | 502 | 45 | 605
2021-09-25 15:45 | 0 | 8517 | 2366 | 857 | 0 | 411 | 72 | 605
2021-09-25 15:50 | 0 | 8435 | 2520 | 857 | 0 | 411 | 0 | 605
2021-09-25 15:55 | 0 | 8589 | 2366 | 857 | 0 | 411 | 0 | 605
2021-09-25 16:00 | 0 | 8589 | 2366 | 857 | 0 | 411 | 0 | 605
2021-09-25 16:05 | 0 | 8693 | 2435 | 941 | 0 | 31 | 53 | 675
2021-09-25 16:10 | 0 | 8550 | 2366 | 857 | 0 | 0 | 272 | 783
2021-09-25 16:15 | 0 | 8396 | 2467 | 910 | 0 | 0 | 272 | 783
2021-09-25 16:20 | 0 | 9000 | 2366 | 857 | 0 | 0 | 0 | 605
2021-09-25 16:25 | 0 | 9000 | 2366 | 857 | 0 | 0 | 0 | 605
2021-09-25 16:30 | 0 | 8750 | 2366 | 857 | 0 | 0 | 72 | 783
2021-09-25 16:35 | 0 | 8655 | 2454 | 877 | 0 | 0 | 11 | 831
2021-09-25 16:40 | 0 | 8750 | 2366 | 869 | 0 | 0 | 72 | 771
2021-09-25 16:45 | 0 | 8064 | 2238 | 869 | 0 | 244 | 119 | 1294
2021-09-25 16:50 | 0 | 8064 | 2419 | 879 | 44 | 132 | 124 | 1166
2021-09-25 16:55 | 0 | 8345 | 2238 | 869 | 0 | 128 | 281 | 967
2021-09-25 17:00 | 0 | 8345 | 2293 | 869 | 0 | 0 | 354 | 967
2021-09-25 17:05 | 0 | 8822 | 2293 | 869 | 0 | 0 | 73 | 771
2021-09-25 17:10 | 0 | 9000 | 2340 | 895 | 0 | 0 | 0 | 593
2021-09-25 17:15 | 0 | 9000 | 2340 | 895 | 0 | 0 | 0 | 593
2021-09-25 17:20 | 0 | 9000 | 2340 | 895 | 0 | 0 | 0 | 593
2021-09-25 17:25 | 0 | 9000 | 2340 | 895 | 0 | 0 | 0 | 593
2021-09-25 17:30 | 0 | 9000 | 2340 | 895 | 0 | 0 | 0 | 593
2021-09-25 17:35 | 0 | 9000 | 2340 | 895 | 0 | 0 | 0 | 593
2021-09-25 17:40 | 0 | 9000 | 2340 | 895 | 0 | 0 | 0 | 593
2021-09-25 17:45 | 0 | 9000 | 2340 | 895 | 0 | 0 | 0 | 593
2021-09-25 17:50 | 0 | 9000 | 2340 | 895 | 0 | 0 | 0 | 593
2021-09-25 17:55 | 0 | 9000 | 2340 | 895 | 0 | 0 | 0 | 593
2021-09-25 18:00 | 0 | 9000 | 2340 | 895 | 0 | 0 | 0 | 593
2021-09-25 18:05 | 0 | 9000 | 2340 | 895 | 0 | 0 | 0 | 593
2021-09-25 18:10 | 0 | 9000 | 2340 | 895 | 0 | 0 | 0 | 593
2021-09-25 18:15 | 0 | 9003 | 2340 | 895 | 0 | 0 | 0 | 593
2021-09-25 18:20 | 0 | 9003 | 2340 | 895 | 0 | 0 | 0 | 593
2021-09-25 18:25 | 0 | 9003 | 2340 | 895 | 0 | 0 | 0 | 593
2021-09-25 18:30 | 0 | 9003 | 2340 | 895 | 0 | 0 | 0 | 593
2021-09-25 18:35 | 0 | 9003 | 2340 | 895 | 0 | 0 | 0 | 593
2021-09-25 18:40 | 0 | 9003 | 2340 | 895 | 0 | 0 | 0 | 593
2021-09-25 18:45 | 0 | 9003 | 2340 | 895 | 0 | 0 | 0 | 593
2021-09-25 18:50 | 0 | 9003 | 2340 | 895 | 0 | 0 | 0 | 593
2021-09-25 18:55 | 0 | 9003 | 2340 | 895 | 0 | 0 | 0 | 593
2021-09-25 19:00 | 0 | 9003 | 2340 | 895 | 0 | 0 | 0 | 593
2021-09-25 19:05 | 0 | 9003 | 2340 | 895 | 0 | 0 | 0 | 593
2021-09-25 19:10 | 0 | 9003 | 2340 | 895 | 0 | 0 | 0 | 593
2021-09-25 19:15 | 0 | 9003 | 2340 | 895 | 0 | 0 | 0 | 593
2021-09-25 19:20 | 0 | 9003 | 2340 | 895 | 0 | 0 | 0 | 593
2021-09-25 19:25 | 0 | 9003 | 2340 | 895 | 0 | 0 | 0 | 593
2021-09-25 19:30 | 0 | 9003 | 2340 | 895 | 0 | 0 | 0 | 593
2021-09-25 19:35 | 0 | 9003 | 2340 | 895 | 0 | 0 | 0 | 593
2021-09-25 19:40 | 0 | 9003 | 2340 | 895 | 0 | 0 | 0 | 593
2021-09-25 19:45 | 0 | 9003 | 2340 | 895 | 0 | 0 | 0 | 593
2021-09-25 19:50 | 0 | 9003 | 2340 | 895 | 0 | 0 | 0 | 593
2021-09-25 19:55 | 0 | 9003 | 2340 | 895 | 0 | 0 | 0 | 593
2021-09-25 20:00 | 0 | 9003 | 2340 | 895 | 0 | 0 | 0 | 593
2021-09-25 20:05 | 0 | 9003 | 2290 | 945 | 0 | 0 | 0 | 593
2021-09-25 20:10 | 0 | 9003 | 2290 | 945 | 0 | 0 | 0 | 593
2021-09-25 20:15 | 0 | 9003 | 2290 | 945 | 0 | 0 | 0 | 593
2021-09-25 20:20 | 0 | 9003 | 2290 | 945 | 0 | 0 | 0 | 593
2021-09-25 20:25 | 0 | 9003 | 2290 | 945 | 0 | 0 | 0 | 593
2021-09-25 20:30 | 0 | 9003 | 2290 | 945 | 0 | 0 | 0 | 593
2021-09-25 20:35 | 0 | 9003 | 2290 | 945 | 0 | 0 | 0 | 593
2021-09-25 20:40 | 0 | 9003 | 2290 | 945 | 0 | 0 | 0 | 593
2021-09-25 20:45 | 0 | 9003 | 2290 | 945 | 0 | 0 | 0 | 593
2021-09-25 20:50 | 0 | 9003 | 2290 | 945 | 0 | 0 | 0 | 593
2021-09-25 20:55 | 0 | 9003 | 2290 | 945 | 0 | 0 | 0 | 593
2021-09-25 21:00 | 0 | 9003 | 2290 | 945 | 0 | 0 | 0 | 593
2021-09-25 21:05 | 0 | 9003 | 2290 | 945 | 0 | 0 | 0 | 593
2021-09-25 21:10 | 0 | 9003 | 2290 | 945 | 0 | 0 | 0 | 593
2021-09-25 21:15 | 0 | 9000 | 2290 | 945 | 0 | 0 | 0 | 593
2021-09-25 21:20 | 0 | 9000 | 2290 | 945 | 0 | 0 | 0 | 593
2021-09-25 21:25 | 0 | 9000 | 2290 | 945 | 0 | 0 | 0 | 593
2021-09-25 21:30 | 0 | 9000 | 2290 | 945 | 0 | 0 | 0 | 593
2021-09-25 21:35 | 0 | 9000 | 2290 | 945 | 0 | 0 | 0 | 593
2021-09-25 21:40 | 0 | 9000 | 2290 | 945 | 0 | 0 | 0 | 593
2021-09-25 21:45 | 0 | 9003 | 2290 | 945 | 0 | 0 | 0 | 593
2021-09-25 21:50 | 0 | 9003 | 2290 | 945 | 0 | 0 | 0 | 593
2021-09-25 21:55 | 0 | 9003 | 2290 | 945 | 0 | 0 | 0 | 593
2021-09-25 22:00 | 0 | 9003 | 2290 | 945 | 0 | 0 | 0 | 593
2021-09-25 22:05 | 0 | 9003 | 2290 | 945 | 0 | 0 | 0 | 593
2021-09-25 22:10 | 0 | 9003 | 2290 | 945 | 0 | 0 | 0 | 593
2021-09-25 22:15 | 0 | 9003 | 2290 | 945 | 0 | 0 | 0 | 593
2021-09-25 22:20 | 0 | 9003 | 2290 | 945 | 0 | 0 | 0 | 593
2021-09-25 22:25 | 0 | 9003 | 2290 | 945 | 0 | 0 | 0 | 593
2021-09-25 22:30 | 0 | 9003 | 2290 | 945 | 0 | 0 | 0 | 593
2021-09-25 22:35 | 0 | 9003 | 2290 | 945 | 0 | 0 | 0 | 593
2021-09-25 22:40 | 0 | 9003 | 2290 | 945 | 0 | 0 | 0 | 593
2021-09-25 22:45 | 0 | 9003 | 2290 | 945 | 0 | 0 | 0 | 593
2021-09-25 22:50 | 0 | 9003 | 2290 | 945 | 0 | 0 | 0 | 593
2021-09-25 22:55 | 0 | 9003 | 2290 | 945 | 0 | 0 | 0 | 593
2021-09-25 23:00 | 0 | 9273 | 2020 | 945 | 0 | 0 | 0 | 593
2021-09-25 23:05 | 0 | 9273 | 2020 | 945 | 0 | 0 | 0 | 593
2021-09-25 23:10 | 0 | 9273 | 2020 | 945 | 0 | 0 | 0 | 593
2021-09-25 23:15 | 0 | 9273 | 2020 | 945 | 0 | 0 | 0 | 593
2021-09-25 23:20 | 0 | 9273 | 2020 | 945 | 0 | 0 | 0 | 593
2021-09-25 23:25 | 0 | 9273 | 2020 | 945 | 0 | 0 | 0 | 593
2021-09-25 23:30 | 0 | 9273 | 2020 | 945 | 0 | 0 | 0 | 593
2021-09-25 23:35 | 0 | 9273 | 2020 | 945 | 0 | 0 | 0 | 593
2021-09-25 23:40 | 0 | 9273 | 2020 | 945 | 0 | 0 | 0 | 593
2021-09-25 23:45 | 0 | 9273 | 2020 | 945 | 0 | 0 | 0 | 593
2021-09-25 23:50 | 0 | 9273 | 2020 | 945 | 0 | 0 | 0 | 593
2021-09-25 23:55 | 0 | 9273 | 2020 | 945 | 0 | 0 | 0 | 593
2021-09-26 | 0 | 9403 | 1890 | 945 | 0 | 0 | 0 | 593
2021-09-26 00:05 | 0 | 9403 | 1890 | 945 | 0 | 0 | 0 | 593
2021-09-26 00:10 | 0 | 9403 | 1890 | 945 | 0 | 0 | 0 | 593
2021-09-26 00:15 | 0 | 9403 | 1890 | 945 | 0 | 0 | 0 | 593
2021-09-26 00:20 | 0 | 9403 | 1890 | 945 | 0 | 0 | 0 | 593
2021-09-26 00:25 | 0 | 9403 | 1890 | 945 | 0 | 0 | 0 | 593
2021-09-26 00:30 | 0 | 9403 | 1890 | 945 | 0 | 0 | 0 | 593
2021-09-26 00:35 | 0 | 9403 | 1890 | 945 | 0 | 0 | 0 | 593
2021-09-26 00:40 | 0 | 9403 | 1890 | 945 | 0 | 0 | 0 | 593
2021-09-26 00:45 | 0 | 9403 | 1890 | 945 | 0 | 0 | 0 | 593
2021-09-26 00:50 | 0 | 9403 | 1890 | 945 | 0 | 0 | 0 | 593
2021-09-26 00:55 | 0 | 9403 | 1890 | 945 | 0 | 0 | 0 | 593
2021-09-26 01:00 | 0 | 9403 | 1890 | 945 | 0 | 0 | 0 | 593
2021-09-26 01:05 | 0 | 9403 | 1890 | 945 | 0 | 0 | 0 | 593
2021-09-26 01:10 | 0 | 9403 | 1890 | 945 | 0 | 0 | 0 | 593
2021-09-26 01:15 | 0 | 9403 | 1890 | 945 | 0 | 0 | 0 | 593
2021-09-26 01:20 | 0 | 9403 | 1890 | 945 | 0 | 0 | 0 | 593
2021-09-26 01:25 | 0 | 9403 | 1890 | 945 | 0 | 0 | 0 | 593
2021-09-26 01:30 | 0 | 9403 | 1890 | 945 | 0 | 0 | 0 | 593
2021-09-26 01:35 | 0 | 9403 | 1890 | 945 | 0 | 0 | 0 | 593
2021-09-26 01:40 | 0 | 9403 | 1890 | 945 | 0 | 0 | 0 | 593
2021-09-26 01:45 | 0 | 9406 | 1890 | 945 | 0 | 0 | 0 | 593
2021-09-26 01:50 | 0 | 9406 | 1890 | 945 | 0 | 0 | 0 | 593
2021-09-26 01:55 | 0 | 9406 | 1890 | 945 | 0 | 0 | 0 | 593
2021-09-26 02:00 | 0 | 9406 | 1890 | 945 | 0 | 0 | 0 | 593
2021-09-26 02:05 | 0 | 9406 | 1890 | 945 | 0 | 0 | 0 | 593
2021-09-26 02:10 | 0 | 9406 | 1890 | 945 | 0 | 0 | 0 | 593
2021-09-26 02:15 | 0 | 9403 | 1890 | 945 | 0 | 0 | 0 | 593
2021-09-26 02:20 | 0 | 9402 | 1890 | 945 | 0 | 0 | 0 | 593
2021-09-26 02:25 | 0 | 9402 | 1890 | 945 | 0 | 0 | 0 | 593
2021-09-26 02:30 | 0 | 9402 | 1890 | 945 | 0 | 0 | 0 | 593
2021-09-26 02:35 | 0 | 9402 | 1890 | 945 | 0 | 0 | 0 | 593
2021-09-26 02:40 | 0 | 9402 | 1890 | 945 | 0 | 0 | 0 | 593
2021-09-26 02:45 | 0 | 9402 | 1890 | 945 | 0 | 0 | 0 | 593
2021-09-26 02:50 | 0 | 9402 | 1890 | 945 | 0 | 0 | 0 | 593
2021-09-26 02:55 | 0 | 9402 | 1890 | 945 | 0 | 0 | 0 | 593
2021-09-26 03:00 | 0 | 9402 | 1890 | 945 | 0 | 0 | 0 | 593
2021-09-26 03:05 | 0 | 9402 | 1890 | 945 | 0 | 0 | 0 | 593
2021-09-26 03:10 | 0 | 9402 | 1890 | 945 | 0 | 0 | 0 | 593
2021-09-26 03:15 | 0 | 9402 | 1890 | 945 | 0 | 0 | 0 | 593
2021-09-26 03:20 | 0 | 9402 | 1890 | 945 | 0 | 0 | 0 | 593
2021-09-26 03:25 | 0 | 9402 | 1890 | 945 | 0 | 0 | 0 | 593
2021-09-26 03:30 | 0 | 9402 | 1890 | 945 | 0 | 0 | 0 | 593
2021-09-26 03:35 | 0 | 9402 | 1890 | 945 | 0 | 0 | 0 | 593
2021-09-26 03:40 | 0 | 9402 | 1890 | 945 | 0 | 0 | 0 | 593
2021-09-26 03:45 | 0 | 9402 | 1890 | 945 | 0 | 0 | 0 | 593
2021-09-26 03:50 | 0 | 9402 | 1890 | 945 | 0 | 0 | 0 | 593
2021-09-26 03:55 | 0 | 9402 | 1890 | 945 | 0 | 0 | 0 | 593
2021-09-26 04:00 | 0 | 9402 | 1890 | 945 | 0 | 0 | 0 | 593
2021-09-26 04:05 | 0 | 9378 | 2011 | 824 | 0 | 0 | 0 | 593
2021-09-26 04:10 | 0 | 9378 | 2011 | 824 | 0 | 0 | 0 | 593
2021-09-26 04:15 | 0 | 9405 | 2011 | 824 | 0 | 0 | 0 | 593
2021-09-26 04:20 | 0 | 9403 | 2011 | 824 | 0 | 0 | 0 | 593
2021-09-26 04:25 | 0 | 9402 | 2011 | 824 | 0 | 0 | 0 | 593
2021-09-26 04:30 | 0 | 9402 | 2011 | 824 | 0 | 0 | 0 | 593
2021-09-26 04:35 | 0 | 9402 | 2011 | 824 | 0 | 0 | 0 | 593
2021-09-26 04:40 | 0 | 9402 | 2011 | 824 | 0 | 0 | 0 | 593
2021-09-26 04:45 | 0 | 9399 | 2011 | 824 | 0 | 0 | 0 | 593
2021-09-26 04:50 | 0 | 9399 | 2011 | 824 | 0 | 0 | 0 | 593
2021-09-26 04:55 | 0 | 9399 | 2011 | 824 | 0 | 0 | 0 | 593
2021-09-26 05:00 | 0 | 9399 | 2011 | 824 | 0 | 0 | 0 | 593
2021-09-26 05:05 | 0 | 9399 | 2011 | 824 | 0 | 0 | 0 | 593
2021-09-26 05:10 | 0 | 9399 | 2011 | 824 | 0 | 0 | 0 | 593
2021-09-26 05:15 | 0 | 9402 | 2011 | 824 | 0 | 0 | 0 | 593
2021-09-26 05:20 | 0 | 9402 | 2011 | 824 | 0 | 0 | 0 | 593
2021-09-26 05:25 | 0 | 9402 | 2011 | 824 | 0 | 0 | 0 | 593
2021-09-26 05:30 | 0 | 9402 | 2011 | 824 | 0 | 0 | 0 | 593
2021-09-26 05:35 | 0 | 9402 | 2011 | 824 | 0 | 0 | 0 | 593
2021-09-26 05:40 | 0 | 9402 | 2011 | 824 | 0 | 0 | 0 | 593
2021-09-26 05:45 | 0 | 9402 | 2011 | 824 | 0 | 0 | 0 | 593
2021-09-26 05:50 | 0 | 9402 | 2011 | 824 | 0 | 0 | 0 | 593
2021-09-26 05:55 | 0 | 9402 | 2011 | 824 | 0 | 0 | 0 | 593
2021-09-26 06:00 | 0 | 9402 | 2011 | 824 | 0 | 0 | 0 | 593
2021-09-26 06:05 | 0 | 9402 | 2011 | 824 | 0 | 0 | 0 | 593
2021-09-26 06:10 | 0 | 9402 | 2011 | 824 | 0 | 0 | 0 | 593
2021-09-26 06:15 | 0 | 9399 | 2011 | 824 | 0 | 0 | 0 | 593
2021-09-26 06:20 | 0 | 9399 | 2011 | 824 | 0 | 0 | 0 | 593
2021-09-26 06:25 | 0 | 9399 | 2011 | 824 | 0 | 0 | 0 | 593
2021-09-26 06:30 | 0 | 9399 | 2011 | 824 | 0 | 0 | 0 | 593
2021-09-26 06:35 | 0 | 9147 | 2110 | 977 | 0 | 0 | 0 | 593
2021-09-26 06:40 | 0 | 9147 | 2109 | 978 | 0 | 0 | 0 | 593
2021-09-26 06:45 | 0 | 9147 | 2016 | 928 | 143 | 0 | 0 | 593
2021-09-26 06:50 | 0 | 9111 | 2011 | 922 | 0 | 154 | 36 | 593
2021-09-26 06:55 | 0 | 9075 | 2011 | 922 | 0 | 154 | 72 | 593
2021-09-26 07:00 | 0 | 9075 | 2011 | 922 | 0 | 56 | 72 | 691
2021-09-26 07:05 | 0 | 8692 | 2166 | 961 | 0 | 147 | 170 | 691
2021-09-26 07:10 | 0 | 8514 | 2166 | 964 | 0 | 145 | 169 | 869
2021-09-26 07:15 | 0 | 8514 | 2011 | 987 | 0 | 26 | 420 | 869
2021-09-26 07:20 | 0 | 8514 | 2011 | 979 | 0 | 149 | 305 | 869
2021-09-26 07:25 | 0 | 8782 | 2011 | 936 | 0 | 0 | 226 | 869
2021-09-26 07:30 | 0 | 8511 | 2101 | 1117 | 0 | 0 | 226 | 869
2021-09-26 07:35 | 0 | 8311 | 2104 | 985 | 0 | 102 | 453 | 869
2021-09-26 07:40 | 0 | 8198 | 2220 | 779 | 0 | 38 | 720 | 869
2021-09-26 07:45 | 0 | 8311 | 2183 | 807 | 1 | 52 | 601 | 869
2021-09-26 07:50 | 0 | 8124 | 2293 | 773 | 0 | 0 | 765 | 869
2021-09-26 07:55 | 0 | 7422 | 2289 | 1155 | 1 | 591 | 497 | 869
2021-09-26 08:00 | 0 | 7715 | 2058 | 1004 | 0 | 592 | 498 | 957
2021-09-26 08:05 | 0 | 8065 | 2208 | 838 | 97 | 425 | 408 | 783
2021-09-26 08:10 | 0 | 8320 | 2098 | 841 | 0 | 527 | 433 | 605
2021-09-26 08:15 | 0 | 6980 | 1918 | 1007 | 0 | 411 | 1107 | 1401
2021-09-26 08:20 | 0 | 6932 | 2035 | 810 | 1 | 517 | 1128 | 1401
2021-09-26 08:25 | 0 | 7302 | 1978 | 828 | 0 | 412 | 1081 | 1223
2021-09-26 08:30 | 0 | 7352 | 1843 | 735 | 0 | 411 | 1072 | 1411
2021-09-26 08:35 | 68 | 8180 | 1950 | 735 | 1 | 486 | 512 | 891
2021-09-26 08:40 | 68 | 8230 | 1950 | 812 | 2 | 528 | 520 | 713
2021-09-26 08:45 | 68 | 7849 | 2046 | 1040 | 126 | 411 | 500 | 783
2021-09-26 08:50 | 68 | 7384 | 2116 | 1058 | 0 | 411 | 806 | 980
2021-09-26 08:55 | 68 | 7387 | 2157 | 1055 | 0 | 412 | 767 | 980
2021-09-26 09:00 | 68 | 7840 | 1980 | 1008 | 0 | 411 | 638 | 881
2021-09-26 09:05 | 68 | 7912 | 2086 | 1055 | 10 | 515 | 575 | 605
2021-09-26 09:10 | 68 | 7407 | 1820 | 747 | 5 | 738 | 1013 | 1028
2021-09-26 09:15 | 68 | 7768 | 1778 | 735 | 0 | 411 | 1038 | 1028
2021-09-26 09:20 | 68 | 7614 | 1877 | 790 | 0 | 411 | 1038 | 1028
2021-09-26 09:25 | 68 | 7614 | 1876 | 791 | 0 | 411 | 1038 | 1028
2021-09-26 09:30 | 68 | 7486 | 1932 | 735 | 0 | 411 | 1156 | 1038
2021-09-26 09:35 | 68 | 7416 | 2290 | 1127 | 0 | 411 | 804 | 710
2021-09-26 09:40 | 68 | 7480 | 1981 | 1012 | 0 | 411 | 839 | 1035
2021-09-26 09:45 | 68 | 7480 | 1981 | 1013 | 0 | 411 | 839 | 1034
2021-09-26 09:50 | 68 | 7140 | 2221 | 1044 | 1 | 427 | 886 | 1039
2021-09-26 09:55 | 68 | 7732 | 2013 | 1045 | 0 | 411 | 759 | 710
2021-09-26 10:00 | 68 | 7170 | 1992 | 1128 | 0 | 411 | 982 | 987
2021-09-26 10:05 | 0 | 7152 | 1992 | 1128 | 0 | 411 | 652 | 1361
2021-09-26 10:10 | 0 | 7558 | 1993 | 1158 | 114 | 523 | 640 | 710
2021-09-26 10:15 | 0 | 7642 | 1992 | 1132 | 0 | 411 | 481 | 1038
2021-09-26 10:20 | 0 | 7667 | 2095 | 1281 | 0 | 411 | 383 | 860
2021-09-26 10:25 | 0 | 7862 | 1992 | 1230 | 0 | 412 | 310 | 891
2021-09-26 10:30 | 0 | 7616 | 1992 | 1226 | 0 | 411 | 387 | 1065
2021-09-26 10:35 | 0 | 7398 | 2077 | 1249 | 3 | 453 | 373 | 1144
2021-09-26 10:40 | 0 | 7034 | 2005 | 1452 | 0 | 509 | 540 | 1157
2021-09-26 10:45 | 0 | 6944 | 1998 | 1230 | 0 | 411 | 867 | 1247
2021-09-26 10:50 | 0 | 7440 | 1998 | 1230 | 0 | 412 | 638 | 979
2021-09-26 10:55 | 0 | 6908 | 1992 | 1343 | 0 | 461 | 746 | 1247
2021-09-26 11:00 | 0 | 6860 | 1992 | 1348 | 0 | 607 | 643 | 1247
2021-09-26 11:05 | 0 | 7187 | 2098 | 1273 | 0 | 461 | 560 | 1118
2021-09-26 11:10 | 0 | 6924 | 2118 | 1448 | 0 | 417 | 633 | 1157
2021-09-26 11:15 | 0 | 6950 | 1992 | 1230 | 0 | 422 | 856 | 1247
2021-09-26 11:20 | 0 | 7040 | 1992 | 1361 | 2 | 646 | 587 | 1069
2021-09-26 11:25 | 0 | 7358 | 1992 | 1318 | 0 | 566 | 484 | 979
2021-09-26 11:30 | 0 | 6931 | 2046 | 1421 | 0 | 598 | 544 | 1157
2021-09-26 11:35 | 0 | 6675 | 2271 | 1527 | 0 | 476 | 591 | 1157
2021-09-26 11:40 | 0 | 6275 | 2431 | 1342 | 0 | 596 | 808 | 1245
2021-09-26 11:45 | 0 | 6525 | 2478 | 1569 | 0 | 548 | 510 | 1067
2021-09-26 11:50 | 0 | 6859 | 2427 | 1368 | 125 | 528 | 509 | 881
2021-09-26 11:55 | 0 | 6593 | 2392 | 1341 | 0 | 715 | 509 | 1147
2021-09-26 12:00 | 0 | 6440 | 2392 | 1491 | 0 | 564 | 565 | 1245
2021-09-26 12:05 | 0 | 6525 | 2483 | 1414 | 2 | 517 | 599 | 1157
2021-09-26 12:10 | 0 | 6363 | 2554 | 1355 | 0 | 441 | 827 | 1157
2021-09-26 12:15 | 0 | 6703 | 2606 | 1505 | 0 | 411 | 493 | 979
2021-09-26 12:20 | 0 | 6540 | 2396 | 1487 | 0 | 432 | 544 | 1298
2021-09-26 12:25 | 0 | 6226 | 2392 | 1362 | 0 | 611 | 808 | 1298
2021-09-26 12:30 | 0 | 6494 | 2498 | 1447 | 0 | 573 | 565 | 1120
2021-09-26 12:35 | 0 | 6386 | 2646 | 1337 | 1 | 547 | 570 | 1210
2021-09-26 12:40 | 0 | 6810 | 2554 | 1325 | 1 | 564 | 509 | 934
2021-09-26 12:45 | 0 | 6479 | 2645 | 1475 | 0 | 411 | 565 | 1210
2021-09-26 12:50 | 0 | 6422 | 2481 | 1473 | 1 | 587 | 611 | 1210
2021-09-26 12:55 | 0 | 6404 | 2585 | 1601 | 0 | 510 | 565 | 1120
2021-09-26 13:00 | 0 | 6718 | 2480 | 1491 | 0 | 653 | 509 | 934
2021-09-26 13:05 | 0 | 7059 | 2534 | 1363 | 0 | 411 | 484 | 934
2021-09-26 13:10 | 0 | 6758 | 2715 | 1278 | 0 | 621 | 479 | 934
2021-09-26 13:15 | 0 | 6914 | 2534 | 1329 | 19 | 546 | 509 | 934
2021-09-26 13:20 | 0 | 6977 | 2584 | 1289 | 153 | 411 | 437 | 934
2021-09-26 13:25 | 0 | 6790 | 2509 | 1518 | 98 | 411 | 437 | 1022
2021-09-26 13:30 | 0 | 6790 | 2480 | 1547 | 98 | 411 | 437 | 1022
2021-09-26 13:35 | 0 | 6986 | 2633 | 1384 | 0 | 411 | 437 | 934
2021-09-26 13:40 | 0 | 7032 | 2642 | 1329 | 0 | 411 | 437 | 934
2021-09-26 13:45 | 0 | 7032 | 2639 | 1332 | 0 | 411 | 437 | 934
2021-09-26 13:50 | 0 | 7032 | 2570 | 1401 | 0 | 411 | 437 | 934
2021-09-26 13:55 | 0 | 6944 | 2480 | 1491 | 0 | 411 | 437 | 1022
2021-09-26 14:00 | 0 | 6944 | 2480 | 1491 | 0 | 411 | 437 | 1022
2021-09-26 14:05 | 0 | 6711 | 2844 | 1456 | 25 | 445 | 509 | 795
2021-09-26 14:10 | 0 | 6537 | 2993 | 1434 | 0 | 523 | 479 | 819
2021-09-26 14:15 | 0 | 6943 | 2662 | 1482 | 119 | 411 | 437 | 731
2021-09-26 14:20 | 0 | 6890 | 2610 | 1472 | 98 | 411 | 437 | 867
2021-09-26 14:25 | 0 | 6802 | 2717 | 1448 | 98 | 411 | 437 | 872
2021-09-26 14:30 | 0 | 6960 | 2717 | 1388 | 0 | 411 | 437 | 872
2021-09-26 14:35 | 0 | 7233 | 2716 | 1282 | 0 | 411 | 412 | 731
2021-09-26 14:40 | 0 | 7331 | 2641 | 1259 | 0 | 411 | 412 | 731
2021-09-26 14:45 | 0 | 7432 | 2618 | 1128 | 0 | 411 | 412 | 784
2021-09-26 14:50 | 0 | 7378 | 2672 | 1128 | 0 | 411 | 412 | 784
2021-09-26 14:55 | 0 | 7378 | 2672 | 1128 | 0 | 411 | 412 | 784
2021-09-26 15:00 | 0 | 7241 | 2480 | 1182 | 0 | 411 | 509 | 962
2021-09-26 15:05 | 0 | 7371 | 2413 | 1447 | 0 | 411 | 412 | 731
2021-09-26 15:10 | 0 | 7469 | 2408 | 1322 | 32 | 411 | 412 | 731
2021-09-26 15:15 | 0 | 7623 | 2308 | 1300 | 0 | 411 | 412 | 731
2021-09-26 15:20 | 0 | 7622 | 2308 | 1300 | 0 | 411 | 412 | 731
2021-09-26 15:25 | 0 | 7622 | 2308 | 1300 | 0 | 411 | 412 | 731
2021-09-26 15:30 | 0 | 7622 | 2308 | 1300 | 0 | 411 | 412 | 731
2021-09-26 15:35 | 0 | 8278 | 2384 | 1075 | 0 | 411 | 0 | 636
2021-09-26 15:40 | 0 | 8432 | 2278 | 1027 | 0 | 411 | 0 | 636
2021-09-26 15:45 | 0 | 8432 | 2278 | 1027 | 0 | 411 | 0 | 636
2021-09-26 15:50 | 0 | 8232 | 2278 | 1027 | 0 | 411 | 200 | 636
2021-09-26 15:55 | 0 | 8232 | 2278 | 1027 | 0 | 411 | 200 | 636
2021-09-26 16:00 | 0 | 8232 | 2278 | 1027 | 0 | 411 | 200 | 636
2021-09-26 16:05 | 0 | 8341 | 2291 | 948 | 0 | 411 | 200 | 636
2021-09-26 16:10 | 0 | 8091 | 2276 | 963 | 0 | 411 | 272 | 814
2021-09-26 16:15 | 0 | 8341 | 2276 | 927 | 36 | 411 | 200 | 636
2021-09-26 16:20 | 0 | 8341 | 2277 | 962 | 0 | 411 | 200 | 636
2021-09-26 16:25 | 0 | 8341 | 2178 | 963 | 98 | 411 | 200 | 636
2021-09-26 16:30 | 0 | 8495 | 2178 | 907 | 0 | 411 | 200 | 636
2021-09-26 16:35 | 0 | 8742 | 2470 | 919 | 0 | 0 | 72 | 624
2021-09-26 16:40 | 0 | 8661 | 2531 | 973 | 1 | 37 | 0 | 624
2021-09-26 16:45 | 0 | 8968 | 2316 | 919 | 0 | 0 | 0 | 624
2021-09-26 16:50 | 0 | 8768 | 2316 | 919 | 0 | 0 | 200 | 624
2021-09-26 16:55 | 0 | 8968 | 2316 | 919 | 0 | 0 | 0 | 624
2021-09-26 17:00 | 0 | 8968 | 2316 | 919 | 0 | 0 | 0 | 624
2021-09-26 17:05 | 0 | 8968 | 2228 | 919 | 0 | 0 | 0 | 624
2021-09-26 17:10 | 0 | 8968 | 2228 | 919 | 0 | 0 | 0 | 624
2021-09-26 17:15 | 0 | 8968 | 2228 | 919 | 0 | 0 | 0 | 624
2021-09-26 17:20 | 0 | 8968 | 2228 | 919 | 0 | 0 | 0 | 624
2021-09-26 17:25 | 0 | 8968 | 2228 | 919 | 0 | 0 | 0 | 624
2021-09-26 17:30 | 0 | 8968 | 2228 | 919 | 0 | 0 | 0 | 624
2021-09-26 17:35 | 0 | 8968 | 2316 | 919 | 0 | 0 | 0 | 624
2021-09-26 17:40 | 0 | 8968 | 2316 | 919 | 0 | 0 | 0 | 624
2021-09-26 17:45 | 0 | 8968 | 2316 | 919 | 0 | 0 | 0 | 624
2021-09-26 17:50 | 0 | 8968 | 2316 | 919 | 0 | 0 | 0 | 624
2021-09-26 17:55 | 0 | 8968 | 2316 | 919 | 0 | 0 | 0 | 624
2021-09-26 18:00 | 0 | 8968 | 2316 | 919 | 0 | 0 | 0 | 624
2021-09-26 18:05 | 0 | 8968 | 2316 | 919 | 0 | 0 | 0 | 624
2021-09-26 18:10 | 0 | 8968 | 2316 | 919 | 0 | 0 | 0 | 624
2021-09-26 18:15 | 0 | 8968 | 2316 | 919 | 0 | 0 | 0 | 624
2021-09-26 18:20 | 0 | 8969 | 2316 | 919 | 0 | 0 | 0 | 624
2021-09-26 18:25 | 0 | 8969 | 2316 | 919 | 0 | 0 | 0 | 624
2021-09-26 18:30 | 0 | 8969 | 2316 | 919 | 0 | 0 | 0 | 624
2021-09-26 18:35 | 0 | 8969 | 2316 | 919 | 0 | 0 | 0 | 624
2021-09-26 18:40 | 0 | 8969 | 2316 | 919 | 0 | 0 | 0 | 624
2021-09-26 18:45 | 0 | 8969 | 2316 | 919 | 0 | 0 | 0 | 624
2021-09-26 18:50 | 0 | 8969 | 2316 | 919 | 0 | 0 | 0 | 624
2021-09-26 18:55 | 0 | 8969 | 2316 | 919 | 0 | 0 | 0 | 624
2021-09-26 19:00 | 0 | 8969 | 2316 | 919 | 0 | 0 | 0 | 624
2021-09-26 19:05 | 0 | 8969 | 2316 | 919 | 0 | 0 | 0 | 624
2021-09-26 19:10 | 0 | 8969 | 2316 | 919 | 0 | 0 | 0 | 624
2021-09-26 19:15 | 0 | 8969 | 2316 | 919 | 0 | 0 | 0 | 624
2021-09-26 19:20 | 0 | 8968 | 2316 | 919 | 0 | 0 | 0 | 624
2021-09-26 19:25 | 0 | 8968 | 2316 | 919 | 0 | 0 | 0 | 624
2021-09-26 19:30 | 0 | 8968 | 2316 | 919 | 0 | 0 | 0 | 624
2021-09-26 19:35 | 0 | 8968 | 2316 | 919 | 0 | 0 | 0 | 624
2021-09-26 19:40 | 0 | 8968 | 2316 | 919 | 0 | 0 | 0 | 624
2021-09-26 19:45 | 0 | 8968 | 2316 | 919 | 0 | 0 | 0 | 624
2021-09-26 19:50 | 0 | 8969 | 2316 | 919 | 0 | 0 | 0 | 624
2021-09-26 19:55 | 0 | 8969 | 2316 | 919 | 0 | 0 | 0 | 624
2021-09-26 20:00 | 0 | 8969 | 2316 | 919 | 0 | 0 | 0 | 624
2021-09-26 20:05 | 0 | 8969 | 2316 | 919 | 0 | 0 | 0 | 624
2021-09-26 20:10 | 0 | 8969 | 2316 | 919 | 0 | 0 | 0 | 624
2021-09-26 20:15 | 0 | 8969 | 2316 | 919 | 0 | 0 | 0 | 624
2021-09-26 20:20 | 0 | 8968 | 2316 | 919 | 0 | 0 | 0 | 624
2021-09-26 20:25 | 0 | 8968 | 2316 | 919 | 0 | 0 | 0 | 624
2021-09-26 20:30 | 0 | 8968 | 2316 | 919 | 0 | 0 | 0 | 624
2021-09-26 20:35 | 0 | 8968 | 2316 | 919 | 0 | 0 | 0 | 624
2021-09-26 20:40 | 0 | 9106 | 2178 | 919 | 0 | 0 | 0 | 624
2021-09-26 20:45 | 0 | 9106 | 2178 | 919 | 0 | 0 | 0 | 624
2021-09-26 20:50 | 0 | 9107 | 2178 | 919 | 0 | 0 | 0 | 624
2021-09-26 20:55 | 0 | 9107 | 2178 | 919 | 0 | 0 | 0 | 624
2021-09-26 21:00 | 0 | 9107 | 2178 | 919 | 0 | 0 | 0 | 624
2021-09-26 21:05 | 0 | 9107 | 2178 | 919 | 0 | 0 | 0 | 624
2021-09-26 21:10 | 0 | 9107 | 2178 | 919 | 0 | 0 | 0 | 624
2021-09-26 21:15 | 0 | 9107 | 2178 | 919 | 0 | 0 | 0 | 624
2021-09-26 21:20 | 0 | 9107 | 2178 | 919 | 0 | 0 | 0 | 624
2021-09-26 21:25 | 0 | 9107 | 2178 | 919 | 0 | 0 | 0 | 624
2021-09-26 21:30 | 0 | 9107 | 2178 | 919 | 0 | 0 | 0 | 624
2021-09-26 21:35 | 0 | 9107 | 2178 | 919 | 0 | 0 | 0 | 624
2021-09-26 21:40 | 0 | 9107 | 2178 | 919 | 0 | 0 | 0 | 624
2021-09-26 21:45 | 0 | 9107 | 2178 | 919 | 0 | 0 | 0 | 624
2021-09-26 21:50 | 0 | 9107 | 2178 | 919 | 0 | 0 | 0 | 624
2021-09-26 21:55 | 0 | 9107 | 2178 | 919 | 0 | 0 | 0 | 624
2021-09-26 22:00 | 0 | 9107 | 2178 | 919 | 0 | 0 | 0 | 624
2021-09-26 22:05 | 0 | 9107 | 2178 | 919 | 0 | 0 | 0 | 624
2021-09-26 22:10 | 0 | 9107 | 2178 | 919 | 0 | 0 | 0 | 624
2021-09-26 22:15 | 0 | 9104 | 2178 | 919 | 0 | 0 | 0 | 624
2021-09-26 22:20 | 0 | 9104 | 2178 | 919 | 0 | 0 | 0 | 624
2021-09-26 22:25 | 0 | 9104 | 2178 | 919 | 0 | 0 | 0 | 624
2021-09-26 22:30 | 0 | 9104 | 2178 | 919 | 0 | 0 | 0 | 624
2021-09-26 22:35 | 0 | 9104 | 2178 | 919 | 0 | 0 | 0 | 624
2021-09-26 22:40 | 0 | 9104 | 2178 | 919 | 0 | 0 | 0 | 624
2021-09-26 22:45 | 0 | 9107 | 2178 | 919 | 0 | 0 | 0 | 624
2021-09-26 22:50 | 0 | 9107 | 2178 | 919 | 0 | 0 | 0 | 624
2021-09-26 22:55 | 0 | 9107 | 2178 | 919 | 0 | 0 | 0 | 624
2021-09-26 23:00 | 0 | 9107 | 2178 | 919 | 0 | 0 | 0 | 624
2021-09-26 23:05 | 0 | 9107 | 2178 | 919 | 0 | 0 | 0 | 624
2021-09-26 23:10 | 0 | 9107 | 2178 | 919 | 0 | 0 | 0 | 624
2021-09-26 23:15 | 0 | 9107 | 2178 | 919 | 0 | 0 | 0 | 624
2021-09-26 23:20 | 0 | 9106 | 2178 | 919 | 0 | 0 | 0 | 624
2021-09-26 23:25 | 0 | 9106 | 2178 | 919 | 0 | 0 | 0 | 624
2021-09-26 23:30 | 0 | 9106 | 2178 | 919 | 0 | 0 | 0 | 624
2021-09-26 23:35 | 0 | 9106 | 2178 | 919 | 0 | 0 | 0 | 624
2021-09-26 23:40 | 0 | 9106 | 2178 | 919 | 0 | 0 | 0 | 624
2021-09-26 23:45 | 0 | 9106 | 2178 | 919 | 0 | 0 | 0 | 624
2021-09-26 23:50 | 0 | 9106 | 2178 | 919 | 0 | 0 | 0 | 624
2021-09-26 23:55 | 0 | 9106 | 2178 | 919 | 0 | 0 | 0 | 624
2021-09-27 | 0 | 9106 | 2178 | 919 | 0 | 0 | 0 | 624
2021-09-27 00:05 | 0 | 9106 | 2178 | 919 | 0 | 0 | 0 | 624
2021-09-27 00:10 | 0 | 9106 | 2178 | 919 | 0 | 0 | 0 | 624
2021-09-27 00:15 | 0 | 9106 | 2178 | 919 | 0 | 0 | 0 | 624
2021-09-27 00:20 | 0 | 9106 | 2178 | 919 | 0 | 0 | 0 | 624
2021-09-27 00:25 | 0 | 9106 | 2178 | 919 | 0 | 0 | 0 | 624
2021-09-27 00:30 | 0 | 9106 | 2178 | 919 | 0 | 0 | 0 | 624
2021-09-27 00:35 | 0 | 9106 | 2178 | 919 | 0 | 0 | 0 | 624
2021-09-27 00:40 | 0 | 9106 | 2178 | 919 | 0 | 0 | 0 | 624
2021-09-27 00:45 | 0 | 9106 | 2178 | 919 | 0 | 0 | 0 | 624
2021-09-27 00:50 | 0 | 9106 | 2178 | 919 | 0 | 0 | 0 | 624
2021-09-27 00:55 | 0 | 9106 | 2178 | 919 | 0 | 0 | 0 | 624
2021-09-27 01:00 | 0 | 9106 | 2178 | 919 | 0 | 0 | 0 | 624
2021-09-27 01:05 | 0 | 9106 | 2178 | 919 | 0 | 0 | 0 | 624
2021-09-27 01:10 | 0 | 9106 | 2178 | 919 | 0 | 0 | 0 | 624
2021-09-27 01:15 | 0 | 9106 | 2178 | 919 | 0 | 0 | 0 | 624
2021-09-27 01:20 | 0 | 9106 | 2178 | 919 | 0 | 0 | 0 | 624
2021-09-27 01:25 | 0 | 9106 | 2178 | 919 | 0 | 0 | 0 | 624
2021-09-27 01:30 | 0 | 9106 | 2178 | 919 | 0 | 0 | 0 | 624
2021-09-27 01:35 | 0 | 9106 | 2178 | 919 | 0 | 0 | 0 | 624
2021-09-27 01:40 | 0 | 9106 | 2178 | 919 | 0 | 0 | 0 | 624
2021-09-27 01:45 | 0 | 9106 | 2178 | 919 | 0 | 0 | 0 | 624
2021-09-27 01:50 | 0 | 9106 | 2178 | 919 | 0 | 0 | 0 | 624
2021-09-27 01:55 | 0 | 9106 | 2178 | 919 | 0 | 0 | 0 | 624
2021-09-27 02:00 | 0 | 9106 | 2178 | 919 | 0 | 0 | 0 | 624
2021-09-27 02:05 | 0 | 9106 | 2178 | 919 | 0 | 0 | 0 | 624
2021-09-27 02:10 | 0 | 9106 | 2178 | 919 | 0 | 0 | 0 | 624
2021-09-27 02:15 | 0 | 9106 | 2178 | 919 | 0 | 0 | 0 | 624
2021-09-27 02:20 | 0 | 9106 | 2178 | 919 | 0 | 0 | 0 | 624
2021-09-27 02:25 | 0 | 9106 | 2178 | 919 | 0 | 0 | 0 | 624
2021-09-27 02:30 | 0 | 9106 | 2178 | 919 | 0 | 0 | 0 | 624
2021-09-27 02:35 | 0 | 8968 | 2316 | 919 | 0 | 0 | 0 | 624
2021-09-27 02:40 | 0 | 8968 | 2316 | 919 | 0 | 0 | 0 | 624
2021-09-27 02:45 | 0 | 8968 | 2316 | 919 | 0 | 0 | 0 | 624
2021-09-27 02:50 | 0 | 8968 | 2316 | 919 | 0 | 0 | 0 | 624
2021-09-27 02:55 | 0 | 8968 | 2316 | 919 | 0 | 0 | 0 | 624
2021-09-27 03:00 | 0 | 8968 | 2316 | 919 | 0 | 0 | 0 | 624
2021-09-27 03:05 | 0 | 8968 | 2316 | 919 | 0 | 0 | 0 | 624
2021-09-27 03:10 | 0 | 8968 | 2316 | 919 | 0 | 0 | 0 | 624
2021-09-27 03:15 | 0 | 8968 | 2316 | 919 | 0 | 0 | 0 | 624
2021-09-27 03:20 | 0 | 8968 | 2316 | 919 | 0 | 0 | 0 | 624
2021-09-27 03:25 | 0 | 8968 | 2316 | 919 | 0 | 0 | 0 | 624
2021-09-27 03:30 | 0 | 8968 | 2316 | 919 | 0 | 0 | 0 | 624
2021-09-27 03:35 | 0 | 8968 | 2316 | 919 | 0 | 0 | 0 | 624
2021-09-27 03:40 | 0 | 8968 | 2316 | 919 | 0 | 0 | 0 | 624
2021-09-27 03:45 | 0 | 8968 | 2316 | 919 | 0 | 0 | 0 | 624
2021-09-27 03:50 | 0 | 8968 | 2316 | 919 | 0 | 0 | 0 | 624
2021-09-27 03:55 | 0 | 8968 | 2316 | 919 | 0 | 0 | 0 | 624
2021-09-27 04:00 | 0 | 8968 | 2316 | 919 | 0 | 0 | 0 | 624
2021-09-27 04:05 | 0 | 8947 | 2411 | 824 | 0 | 0 | 0 | 624
2021-09-27 04:10 | 0 | 8947 | 2411 | 824 | 0 | 0 | 0 | 624
2021-09-27 04:15 | 0 | 8971 | 2411 | 824 | 0 | 0 | 0 | 624
2021-09-27 04:20 | 0 | 8969 | 2411 | 824 | 0 | 0 | 0 | 624
2021-09-27 04:25 | 0 | 8968 | 2411 | 824 | 0 | 0 | 0 | 624
2021-09-27 04:30 | 0 | 8968 | 2411 | 824 | 0 | 0 | 0 | 624
2021-09-27 04:35 | 0 | 8968 | 2411 | 824 | 0 | 0 | 0 | 624
2021-09-27 04:40 | 0 | 8968 | 2411 | 824 | 0 | 0 | 0 | 624
2021-09-27 04:45 | 0 | 8968 | 2411 | 824 | 0 | 0 | 0 | 624
2021-09-27 04:50 | 0 | 8968 | 2411 | 824 | 0 | 0 | 0 | 624
2021-09-27 04:55 | 0 | 8968 | 2411 | 824 | 0 | 0 | 0 | 624
2021-09-27 05:00 | 0 | 8968 | 2411 | 824 | 0 | 0 | 0 | 624
2021-09-27 05:05 | 0 | 8968 | 2411 | 824 | 0 | 0 | 0 | 624
2021-09-27 05:10 | 0 | 8968 | 2411 | 824 | 0 | 0 | 0 | 624
2021-09-27 05:15 | 0 | 8968 | 2411 | 824 | 0 | 0 | 0 | 624
2021-09-27 05:20 | 0 | 8968 | 2411 | 824 | 0 | 0 | 0 | 624
2021-09-27 05:25 | 0 | 8968 | 2411 | 824 | 0 | 0 | 0 | 624
2021-09-27 05:30 | 0 | 8968 | 2411 | 824 | 0 | 0 | 0 | 624
2021-09-27 05:35 | 0 | 8968 | 2411 | 824 | 0 | 0 | 0 | 624
2021-09-27 05:40 | 0 | 8968 | 2411 | 824 | 0 | 0 | 0 | 624
2021-09-27 05:45 | 0 | 8968 | 2411 | 824 | 0 | 0 | 0 | 624
2021-09-27 05:50 | 0 | 8968 | 2411 | 824 | 0 | 0 | 0 | 624
2021-09-27 05:55 | 0 | 8968 | 2411 | 824 | 0 | 0 | 0 | 624
2021-09-27 06:00 | 0 | 8968 | 2411 | 824 | 0 | 0 | 0 | 624
2021-09-27 06:05 | 0 | 8968 | 2411 | 824 | 0 | 0 | 0 | 624
2021-09-27 06:10 | 0 | 8968 | 2411 | 824 | 0 | 0 | 0 | 624
2021-09-27 06:15 | 0 | 8968 | 2411 | 824 | 0 | 0 | 0 | 624
2021-09-27 06:20 | 0 | 8968 | 2411 | 824 | 0 | 0 | 0 | 624
2021-09-27 06:25 | 0 | 8968 | 2411 | 824 | 0 | 0 | 0 | 624
2021-09-27 06:30 | 0 | 8968 | 2411 | 824 | 0 | 0 | 0 | 624
2021-09-27 06:35 | 0 | 8968 | 2411 | 824 | 0 | 0 | 0 | 624
2021-09-27 06:40 | 0 | 8968 | 2411 | 824 | 0 | 0 | 0 | 624
2021-09-27 06:45 | 0 | 8968 | 2411 | 824 | 0 | 0 | 0 | 624
2021-09-27 06:50 | 0 | 8968 | 2411 | 824 | 0 | 0 | 0 | 624
2021-09-27 06:55 | 0 | 8968 | 2411 | 824 | 0 | 0 | 0 | 624
2021-09-27 07:00 | 0 | 8968 | 2411 | 824 | 0 | 0 | 0 | 624
2021-09-27 07:05 | 0 | 8896 | 2411 | 824 | 0 | 0 | 72 | 624
2021-09-27 07:10 | 0 | 8968 | 2411 | 824 | 0 | 0 | 0 | 624
2021-09-27 07:15 | 0 | 8968 | 2411 | 824 | 0 | 0 | 0 | 624
2021-09-27 07:20 | 0 | 8718 | 2411 | 824 | 0 | 0 | 72 | 802
2021-09-27 07:25 | 0 | 8968 | 2411 | 824 | 0 | 0 | 0 | 624
2021-09-27 07:30 | 0 | 8139 | 2702 | 1112 | 0 | 0 | 72 | 802
2021-09-27 07:35 | 0 | 7886 | 2589 | 1487 | 0 | 2 | 12 | 849
2021-09-27 07:40 | 0 | 8357 | 2274 | 1498 | 0 | 0 | 72 | 624
2021-09-27 07:45 | 0 | 8200 | 2378 | 1525 | 23 | 0 | 72 | 624
2021-09-27 07:50 | 0 | 8925 | 1873 | 1400 | 0 | 0 | 0 | 624
2021-09-27 07:55 | 0 | 8925 | 1873 | 1400 | 0 | 0 | 0 | 624
2021-09-27 08:00 | 0 | 8675 | 1873 | 1400 | 0 | 0 | 72 | 802
2021-09-27 08:05 | 0 | 8427 | 2012 | 1397 | 0 | 2 | 87 | 891
2021-09-27 08:10 | 0 | 8795 | 1979 | 1252 | 0 | 116 | 38 | 636
2021-09-27 08:15 | 0 | 9197 | 1873 | 1107 | 0 | 0 | 0 | 636
2021-09-27 08:20 | 0 | 9198 | 1873 | 1107 | 0 | 0 | 0 | 636
2021-09-27 08:25 | 0 | 9198 | 1873 | 1107 | 0 | 0 | 0 | 636
2021-09-27 08:30 | 0 | 8948 | 1873 | 1107 | 0 | 0 | 72 | 814
2021-09-27 08:35 | 0 | 8199 | 2004 | 1321 | 0 | 8 | 93 | 1189
2021-09-27 08:40 | 0 | 8813 | 1873 | 1299 | 98 | 0 | 0 | 731
2021-09-27 08:45 | 0 | 8664 | 2065 | 1107 | 0 | 0 | 72 | 909
2021-09-27 08:50 | 0 | 8549 | 1979 | 1154 | 0 | 0 | 128 | 1007
2021-09-27 08:55 | 0 | 8532 | 2484 | 950 | 120 | 0 | 0 | 731
2021-09-27 09:00 | 0 | 8393 | 2273 | 1094 | 290 | 0 | 36 | 731
2021-09-27 09:05 | 0 | 8311 | 2299 | 962 | 7 | 12 | 495 | 731
2021-09-27 09:10 | 0 | 8583 | 2282 | 1221 | 0 | 0 | 0 | 731
2021-09-27 09:15 | 0 | 8175 | 2282 | 1204 | 54 | 0 | 367 | 735
2021-09-27 09:20 | 0 | 8401 | 2183 | 1107 | 6 | 90 | 103 | 927
2021-09-27 09:25 | 0 | 8344 | 2198 | 1115 | 0 | 96 | 137 | 927
2021-09-27 09:30 | 0 | 8401 | 2183 | 1107 | 0 | 0 | 199 | 927
2021-09-27 09:35 | 0 | 8109 | 2427 | 1122 | 127 | 3 | 43 | 986
2021-09-27 09:40 | 0 | 8089 | 2191 | 1341 | 150 | 0 | 237 | 809
2021-09-27 09:45 | 0 | 7832 | 2419 | 1205 | 54 | 0 | 446 | 861
2021-09-27 09:50 | 0 | 8043 | 2191 | 1237 | 6 | 90 | 515 | 735
2021-09-27 09:55 | 0 | 8243 | 2321 | 1107 | 0 | 96 | 315 | 735
2021-09-27 10:00 | 0 | 8186 | 2191 | 1107 | 0 | 0 | 436 | 897
2021-09-27 10:05 | 275 | 7717 | 2404 | 1246 | 0 | 16 | 416 | 741
2021-09-27 10:10 | 275 | 7717 | 2403 | 1333 | 0 | 0 | 346 | 741
2021-09-27 10:15 | 275 | 7717 | 2316 | 1331 | 0 | 40 | 401 | 735
2021-09-27 10:20 | 275 | 7717 | 2494 | 1283 | 0 | 0 | 311 | 735
2021-09-27 10:25 | 275 | 7717 | 2494 | 1283 | 0 | 38 | 273 | 735
2021-09-27 10:30 | 275 | 7723 | 2488 | 1279 | 0 | 99 | 216 | 735
2021-09-27 10:35 | 275 | 7713 | 2531 | 1345 | 0 | 0 | 216 | 735
2021-09-27 10:40 | 275 | 7656 | 2587 | 1251 | 0 | 1 | 310 | 735
2021-09-27 10:45 | 275 | 7450 | 2503 | 1341 | 0 | 0 | 511 | 735
2021-09-27 10:50 | 275 | 7507 | 2446 | 1341 | 0 | 0 | 511 | 735
2021-09-27 10:55 | 275 | 7507 | 2446 | 1337 | 0 | 0 | 515 | 735
2021-09-27 11:00 | 275 | 7707 | 2446 | 1247 | 0 | 90 | 315 | 735
2021-09-27 11:05 | 275 | 7031 | 2753 | 1399 | 1 | 50 | 481 | 825
2021-09-27 11:10 | 275 | 7253 | 2530 | 1356 | 0 | 0 | 488 | 913
2021-09-27 11:15 | 275 | 7250 | 2530 | 1261 | 0 | 95 | 488 | 913
2021-09-27 11:20 | 275 | 6778 | 2530 | 1356 | 0 | 0 | 488 | 1385
2021-09-27 11:25 | 275 | 7028 | 2530 | 1356 | 0 | 0 | 416 | 1207
2021-09-27 11:30 | 275 | 7500 | 2530 | 1356 | 0 | 0 | 416 | 735
2021-09-27 11:35 | 275 | 7125 | 2808 | 1356 | 0 | 0 | 513 | 735
2021-09-27 11:40 | 275 | 6947 | 2711 | 1368 | 0 | 89 | 509 | 913
2021-09-27 11:45 | 275 | 6681 | 2536 | 1584 | 92 | 118 | 538 | 988
2021-09-27 11:50 | 275 | 7159 | 2635 | 1472 | 0 | 99 | 437 | 735
2021-09-27 11:55 | 275 | 7241 | 2436 | 1517 | 0 | 99 | 509 | 735
2021-09-27 12:00 | 275 | 6975 | 2345 | 1514 | 0 | 90 | 612 | 1001
2021-09-27 12:05 | 275 | 7056 | 2593 | 1460 | 0 | 3 | 432 | 993
2021-09-27 12:10 | 275 | 7289 | 2650 | 1352 | 0 | 0 | 511 | 735
2021-09-27 12:15 | 275 | 7440 | 2399 | 1394 | 54 | 0 | 515 | 735
2021-09-27 12:20 | 475 | 7237 | 2215 | 1485 | 0 | 96 | 569 | 735
2021-09-27 12:25 | 475 | 7437 | 2215 | 1485 | 0 | 90 | 375 | 735
2021-09-27 12:30 | 475 | 7437 | 2215 | 1539 | 0 | 0 | 411 | 735
2021-09-27 12:35 | 475 | 7494 | 2306 | 1580 | 0 | 0 | 222 | 735
2021-09-27 12:40 | 475 | 7593 | 2435 | 1352 | 0 | 0 | 222 | 735
2021-09-27 12:45 | 475 | 7543 | 2435 | 1352 | 0 | 0 | 222 | 785
2021-09-27 12:50 | 475 | 7450 | 2435 | 1451 | 0 | 0 | 216 | 785
2021-09-27 12:55 | 475 | 7450 | 2435 | 1451 | 0 | 0 | 216 | 785
2021-09-27 13:00 | 475 | 7450 | 2435 | 1451 | 0 | 0 | 216 | 785
2021-09-27 13:05 | 214 | 7272 | 2322 | 1445 | 0 | 0 | 513 | 785
2021-09-27 13:10 | 214 | 7222 | 2376 | 1447 | 0 | 0 | 509 | 785
2021-09-27 13:15 | 214 | 7096 | 2632 | 1360 | 0 | 0 | 297 | 963
2021-09-27 13:20 | 214 | 7479 | 2524 | 1360 | 0 | 0 | 200 | 785
2021-09-27 13:25 | 214 | 7687 | 2316 | 1360 | 0 | 0 | 200 | 785
2021-09-27 13:30 | 214 | 7437 | 2316 | 1360 | 0 | 0 | 272 | 963
2021-09-27 13:35 | 214 | 7243 | 2597 | 1408 | 2 | 6 | 307 | 785
2021-09-27 13:40 | 214 | 6807 | 2547 | 1430 | 0 | 39 | 478 | 1047
2021-09-27 13:45 | 214 | 6979 | 2576 | 1420 | 0 | 47 | 371 | 952
2021-09-27 13:50 | 214 | 7374 | 2435 | 1397 | 39 | 115 | 200 | 785
2021-09-27 13:55 | 214 | 7349 | 2435 | 1350 | 112 | 42 | 272 | 785
2021-09-27 14:00 | 214 | 7503 | 2435 | 1350 | 0 | 0 | 272 | 785
2021-09-27 14:05 | 214 | 7656 | 2553 | 1246 | 0 | 0 | 200 | 690
2021-09-27 14:10 | 214 | 7560 | 2435 | 1210 | 0 | 0 | 272 | 868
2021-09-27 14:15 | 214 | 7417 | 2435 | 1210 | 0 | 0 | 272 | 1014
2021-09-27 14:20 | 214 | 7240 | 2630 | 1219 | 0 | 0 | 255 | 1003
2021-09-27 14:25 | 214 | 7195 | 2742 | 1206 | 0 | 0 | 200 | 1002
2021-09-27 14:30 | 214 | 7814 | 2435 | 1206 | 0 | 0 | 200 | 690
2021-09-27 14:35 | 214 | 7968 | 2589 | 907 | 0 | 0 | 272 | 609
2021-09-27 14:40 | 214 | 8122 | 2435 | 907 | 0 | 0 | 272 | 609
2021-09-27 14:45 | 214 | 8141 | 2435 | 907 | 0 | 0 | 72 | 787
2021-09-27 14:50 | 214 | 7739 | 2528 | 918 | 0 | 3 | 108 | 1046
2021-09-27 14:55 | 214 | 7919 | 2640 | 934 | 0 | 2 | 73 | 774
2021-09-27 15:00 | 214 | 8391 | 2435 | 907 | 0 | 0 | 0 | 609
2021-09-27 15:05 | 214 | 8112 | 2531 | 938 | 0 | 7 | 96 | 658
2021-09-27 15:10 | 200 | 8241 | 2560 | 935 | 0 | 1 | 106 | 774
2021-09-27 15:15 | 200 | 8788 | 2316 | 907 | 0 | 0 | 0 | 609
2021-09-27 15:20 | 200 | 8788 | 2316 | 907 | 0 | 0 | 0 | 609
2021-09-27 15:25 | 200 | 8287 | 2364 | 921 | 23 | 39 | 128 | 858
2021-09-27 15:30 | 200 | 8316 | 2623 | 907 | 0 | 0 | 0 | 774
2021-09-27 15:35 | 200 | 8788 | 2316 | 907 | 0 | 0 | 0 | 609
2021-09-27 15:40 | 200 | 8538 | 2316 | 907 | 0 | 0 | 72 | 787
2021-09-27 15:45 | 200 | 8066 | 2316 | 907 | 0 | 0 | 72 | 1259
2021-09-27 15:50 | 200 | 8492 | 2573 | 946 | 0 | 0 | 0 | 609
2021-09-27 15:55 | 200 | 8716 | 2316 | 907 | 0 | 0 | 72 | 609
2021-09-27 16:00 | 200 | 8538 | 2316 | 907 | 0 | 0 | 72 | 787
2021-09-27 16:05 | 200 | 8244 | 2448 | 942 | 0 | 5 | 101 | 880
2021-09-27 16:10 | 200 | 8244 | 2483 | 947 | 1 | 14 | 128 | 803
2021-09-27 16:15 | 0 | 8333 | 2521 | 1062 | 8 | 14 | 95 | 787
2021-09-27 16:20 | 0 | 8617 | 2379 | 1062 | 44 | 37 | 72 | 609
2021-09-27 16:25 | 0 | 8464 | 2316 | 1005 | 0 | 154 | 72 | 809
2021-09-27 16:30 | 0 | 8464 | 2316 | 1005 | 0 | 154 | 72 | 809
2021-09-27 16:35 | 0 | 8834 | 2470 | 919 | 0 | 0 | 0 | 597
2021-09-27 16:40 | 0 | 8788 | 2316 | 919 | 0 | 0 | 0 | 797
2021-09-27 16:45 | 0 | 8791 | 2316 | 919 | 0 | 0 | 0 | 797
2021-09-27 16:50 | 0 | 8791 | 2316 | 919 | 0 | 0 | 0 | 797
2021-09-27 16:55 | 0 | 8991 | 2316 | 919 | 0 | 0 | 0 | 597
2021-09-27 17:00 | 0 | 8991 | 2316 | 919 | 0 | 0 | 0 | 597
2021-09-27 17:05 | 0 | 8991 | 2316 | 919 | 0 | 0 | 0 | 597
2021-09-27 17:10 | 0 | 8991 | 2316 | 919 | 0 | 0 | 0 | 597
2021-09-27 17:15 | 0 | 8991 | 2316 | 919 | 0 | 0 | 0 | 597
2021-09-27 17:20 | 0 | 8991 | 2316 | 919 | 0 | 0 | 0 | 597
2021-09-27 17:25 | 0 | 8991 | 2316 | 919 | 0 | 0 | 0 | 597
2021-09-27 17:30 | 0 | 8991 | 2316 | 919 | 0 | 0 | 0 | 597
2021-09-27 17:35 | 0 | 8991 | 2316 | 919 | 0 | 0 | 0 | 597
2021-09-27 17:40 | 0 | 8991 | 2316 | 919 | 0 | 0 | 0 | 597
2021-09-27 17:45 | 0 | 8991 | 2316 | 919 | 0 | 0 | 0 | 597
2021-09-27 17:50 | 0 | 8991 | 2316 | 919 | 0 | 0 | 0 | 597
2021-09-27 17:55 | 0 | 8991 | 2316 | 919 | 0 | 0 | 0 | 597
2021-09-27 18:00 | 0 | 8991 | 2316 | 919 | 0 | 0 | 0 | 597
2021-09-27 18:05 | 0 | 8991 | 2316 | 919 | 0 | 0 | 0 | 597
2021-09-27 18:10 | 0 | 8991 | 2316 | 919 | 0 | 0 | 0 | 597
2021-09-27 18:15 | 0 | 8991 | 2316 | 919 | 0 | 0 | 0 | 597
2021-09-27 18:20 | 0 | 8994 | 2316 | 919 | 0 | 0 | 0 | 597
2021-09-27 18:25 | 0 | 8996 | 2316 | 919 | 0 | 0 | 0 | 597
2021-09-27 18:30 | 0 | 8996 | 2316 | 919 | 0 | 0 | 0 | 597
2021-09-27 18:35 | 0 | 8996 | 2316 | 919 | 0 | 0 | 0 | 597
2021-09-27 18:40 | 0 | 8996 | 2316 | 919 | 0 | 0 | 0 | 597
2021-09-27 18:45 | 0 | 8996 | 2316 | 919 | 0 | 0 | 0 | 597
2021-09-27 18:50 | 0 | 8996 | 2316 | 919 | 0 | 0 | 0 | 597
2021-09-27 18:55 | 0 | 8996 | 2316 | 919 | 0 | 0 | 0 | 597
2021-09-27 19:00 | 0 | 8996 | 2316 | 919 | 0 | 0 | 0 | 597
2021-09-27 19:05 | 0 | 8996 | 2316 | 919 | 0 | 0 | 0 | 597
2021-09-27 19:10 | 0 | 8996 | 2316 | 919 | 0 | 0 | 0 | 597
2021-09-27 19:15 | 0 | 8996 | 2316 | 919 | 0 | 0 | 0 | 597
2021-09-27 19:20 | 0 | 8996 | 2316 | 919 | 0 | 0 | 0 | 597
2021-09-27 19:25 | 0 | 8996 | 2316 | 919 | 0 | 0 | 0 | 597
2021-09-27 19:30 | 0 | 8996 | 2316 | 919 | 0 | 0 | 0 | 597
2021-09-27 19:35 | 0 | 8996 | 2316 | 919 | 0 | 0 | 0 | 597
2021-09-27 19:40 | 0 | 8996 | 2316 | 919 | 0 | 0 | 0 | 597
2021-09-27 19:45 | 0 | 8996 | 2316 | 919 | 0 | 0 | 0 | 597
2021-09-27 19:50 | 0 | 8996 | 2316 | 919 | 0 | 0 | 0 | 597
2021-09-27 19:55 | 0 | 8996 | 2316 | 919 | 0 | 0 | 0 | 597
2021-09-27 20:00 | 0 | 8996 | 2316 | 919 | 0 | 0 | 0 | 597
2021-09-27 20:05 | 0 | 8996 | 2316 | 919 | 0 | 0 | 0 | 597
2021-09-27 20:10 | 0 | 8996 | 2316 | 919 | 0 | 0 | 0 | 597
2021-09-27 20:15 | 0 | 8996 | 2316 | 919 | 0 | 0 | 0 | 597
2021-09-27 20:20 | 0 | 8996 | 2316 | 919 | 0 | 0 | 0 | 597
2021-09-27 20:25 | 0 | 8996 | 2316 | 919 | 0 | 0 | 0 | 597
2021-09-27 20:30 | 0 | 8996 | 2316 | 919 | 0 | 0 | 0 | 597
2021-09-27 20:35 | 0 | 8996 | 2316 | 914 | 0 | 0 | 0 | 602
2021-09-27 20:40 | 0 | 8804 | 2316 | 1106 | 0 | 0 | 0 | 602
2021-09-27 20:45 | 0 | 8996 | 2316 | 914 | 0 | 0 | 0 | 602
2021-09-27 20:50 | 0 | 8996 | 2316 | 914 | 0 | 0 | 0 | 602
2021-09-27 20:55 | 0 | 8996 | 2316 | 914 | 0 | 0 | 0 | 602
2021-09-27 21:00 | 0 | 8996 | 2316 | 914 | 0 | 0 | 0 | 602
2021-09-27 21:05 | 0 | 8804 | 2345 | 1077 | 0 | 0 | 0 | 602
2021-09-27 21:10 | 0 | 8804 | 2316 | 967 | 139 | 0 | 0 | 602
2021-09-27 21:15 | 0 | 8804 | 2316 | 969 | 137 | 0 | 0 | 602
2021-09-27 21:20 | 0 | 8804 | 2344 | 1078 | 0 | 0 | 0 | 602
2021-09-27 21:25 | 0 | 8804 | 2316 | 914 | 192 | 0 | 0 | 602
2021-09-27 21:30 | 0 | 8804 | 2316 | 914 | 192 | 0 | 0 | 602
2021-09-27 21:35 | 0 | 8996 | 2316 | 914 | 0 | 0 | 0 | 602
2021-09-27 21:40 | 0 | 8804 | 2352 | 1070 | 0 | 0 | 0 | 602
2021-09-27 21:45 | 0 | 8983 | 2232 | 1008 | 0 | 0 | 0 | 602
2021-09-27 21:50 | 0 | 8692 | 2322 | 918 | 0 | 0 | 0 | 893
2021-09-27 21:55 | 0 | 8989 | 2316 | 918 | 0 | 0 | 0 | 602
2021-09-27 22:00 | 0 | 8993 | 2316 | 914 | 0 | 0 | 0 | 602
2021-09-27 22:05 | 0 | 8993 | 2316 | 919 | 0 | 0 | 0 | 597
2021-09-27 22:10 | 0 | 8993 | 2344 | 891 | 0 | 0 | 0 | 597
2021-09-27 22:15 | 0 | 8701 | 2254 | 933 | 48 | 0 | 4 | 888
2021-09-27 22:20 | 0 | 8992 | 2348 | 891 | 0 | 0 | 0 | 597
2021-09-27 22:25 | 0 | 9564 | 1920 | 747 | 0 | 0 | 0 | 597
2021-09-27 22:30 | 0 | 9568 | 1916 | 747 | 0 | 0 | 0 | 597
2021-09-27 22:35 | 0 | 9568 | 1916 | 747 | 0 | 0 | 0 | 597
2021-09-27 22:40 | 0 | 9568 | 1916 | 747 | 0 | 0 | 0 | 597
2021-09-27 22:45 | 0 | 9568 | 1916 | 747 | 0 | 0 | 0 | 597
2021-09-27 22:50 | 0 | 9568 | 1916 | 747 | 0 | 0 | 0 | 597
2021-09-27 22:55 | 0 | 9568 | 1916 | 747 | 0 | 0 | 0 | 597
2021-09-27 23:00 | 0 | 9568 | 1916 | 747 | 0 | 0 | 0 | 597
2021-09-27 23:05 | 0 | 9568 | 1916 | 747 | 0 | 0 | 0 | 597
2021-09-27 23:10 | 0 | 9568 | 1916 | 747 | 0 | 0 | 0 | 597
2021-09-27 23:15 | 0 | 9568 | 1916 | 747 | 0 | 0 | 0 | 597
2021-09-27 23:20 | 0 | 9568 | 1916 | 747 | 0 | 0 | 0 | 597
2021-09-27 23:25 | 0 | 9568 | 1916 | 747 | 0 | 0 | 0 | 597
2021-09-27 23:30 | 0 | 9568 | 1916 | 747 | 0 | 0 | 0 | 597
2021-09-27 23:35 | 0 | 9568 | 1916 | 747 | 0 | 0 | 0 | 597
2021-09-27 23:40 | 0 | 9568 | 1916 | 747 | 0 | 0 | 0 | 597
2021-09-27 23:45 | 0 | 9568 | 1916 | 747 | 0 | 0 | 0 | 597
2021-09-27 23:50 | 0 | 9568 | 1916 | 747 | 0 | 0 | 0 | 597
2021-09-27 23:55 | 0 | 9568 | 1916 | 747 | 0 | 0 | 0 | 597
2021-09-28 | 0 | 9568 | 1916 | 747 | 0 | 0 | 0 | 597
2021-09-28 00:05 | 0 | 9568 | 1916 | 747 | 0 | 0 | 0 | 597
2021-09-28 00:10 | 0 | 9568 | 1916 | 747 | 0 | 0 | 0 | 597
2021-09-28 00:15 | 0 | 9568 | 1916 | 747 | 0 | 0 | 0 | 597
2021-09-28 00:20 | 0 | 9568 | 1916 | 747 | 0 | 0 | 0 | 597
2021-09-28 00:25 | 0 | 9568 | 1916 | 747 | 0 | 0 | 0 | 597
2021-09-28 00:30 | 0 | 9568 | 1916 | 747 | 0 | 0 | 0 | 597
2021-09-28 00:35 | 0 | 9568 | 1916 | 747 | 0 | 0 | 0 | 597
2021-09-28 00:40 | 0 | 9568 | 1916 | 747 | 0 | 0 | 0 | 597
2021-09-28 00:45 | 0 | 9568 | 1916 | 747 | 0 | 0 | 0 | 597
2021-09-28 00:50 | 0 | 9568 | 1916 | 747 | 0 | 0 | 0 | 597
2021-09-28 00:55 | 0 | 9568 | 1916 | 747 | 0 | 0 | 0 | 597
2021-09-28 01:00 | 0 | 9568 | 1916 | 747 | 0 | 0 | 0 | 597
2021-09-28 01:05 | 0 | 9568 | 1916 | 747 | 0 | 0 | 0 | 597
2021-09-28 01:10 | 0 | 9568 | 1916 | 747 | 0 | 0 | 0 | 597
2021-09-28 01:15 | 0 | 9568 | 1916 | 747 | 0 | 0 | 0 | 597
2021-09-28 01:20 | 0 | 9568 | 1916 | 747 | 0 | 0 | 0 | 597
2021-09-28 01:25 | 0 | 9568 | 1916 | 747 | 0 | 0 | 0 | 597
2021-09-28 01:30 | 0 | 9568 | 1916 | 747 | 0 | 0 | 0 | 597
2021-09-28 01:35 | 0 | 9568 | 1916 | 747 | 0 | 0 | 0 | 597
2021-09-28 01:40 | 0 | 9176 | 1916 | 747 | 0 | 0 | 200 | 789
2021-09-28 01:45 | 0 | 9568 | 1916 | 747 | 0 | 0 | 0 | 597
2021-09-28 01:50 | 0 | 9568 | 1916 | 747 | 0 | 0 | 0 | 597
2021-09-28 01:55 | 0 | 9220 | 1916 | 747 | 0 | 0 | 16 | 929
2021-09-28 02:00 | 0 | 9568 | 1916 | 747 | 0 | 0 | 0 | 597
2021-09-28 02:05 | 0 | 9196 | 1916 | 919 | 0 | 0 | 200 | 597
2021-09-28 02:10 | 0 | 8740 | 2004 | 747 | 0 | 0 | 220 | 1117
2021-09-28 02:15 | 0 | 8828 | 1916 | 747 | 0 | 0 | 220 | 1117
2021-09-28 02:20 | 0 | 8828 | 1916 | 747 | 0 | 0 | 220 | 1117
2021-09-28 02:25 | 0 | 8828 | 1916 | 747 | 0 | 0 | 220 | 1117
2021-09-28 02:30 | 0 | 8828 | 1916 | 747 | 0 | 0 | 220 | 1117
2021-09-28 02:35 | 0 | 9066 | 1916 | 919 | 0 | 0 | 330 | 597
2021-09-28 02:40 | 0 | 9074 | 1916 | 1137 | 104 | 0 | 0 | 597
2021-09-28 02:45 | 0 | 8685 | 2046 | 961 | 48 | 0 | 200 | 888
2021-09-28 02:50 | 0 | 8887 | 2134 | 919 | 0 | 0 | 192 | 696
2021-09-28 02:55 | 0 | 8863 | 1916 | 961 | 0 | 0 | 392 | 696
2021-09-28 03:00 | 0 | 8905 | 1916 | 919 | 0 | 0 | 392 | 696
2021-09-28 03:05 | 0 | 8960 | 2042 | 920 | 5 | 0 | 65 | 836
2021-09-28 03:10 | 0 | 8848 | 1949 | 751 | 0 | 0 | 236 | 1044
2021-09-28 03:15 | 0 | 8648 | 2114 | 930 | 48 | 0 | 28 | 1060
2021-09-28 03:20 | 0 | 8648 | 2310 | 810 | 0 | 0 | 0 | 1060
2021-09-28 03:25 | 0 | 8705 | 2274 | 747 | 0 | 42 | 192 | 868
2021-09-28 03:30 | 0 | 8705 | 2316 | 747 | 0 | 0 | 291 | 769
2021-09-28 03:35 | 0 | 8448 | 2347 | 922 | 0 | 0 | 250 | 861
2021-09-28 03:40 | 0 | 8560 | 2352 | 1028 | 0 | 0 | 67 | 821
2021-09-28 03:45 | 0 | 8448 | 2283 | 1009 | 0 | 0 | 340 | 748
2021-09-28 03:50 | 0 | 8705 | 2316 | 919 | 69 | 49 | 173 | 597
2021-09-28 03:55 | 0 | 8705 | 2316 | 920 | 192 | 98 | 0 | 597
2021-09-28 04:00 | 0 | 8505 | 2226 | 747 | 0 | 90 | 491 | 769
2021-09-28 04:05 | 0 | 8318 | 2506 | 856 | 22 | 0 | 327 | 777
2021-09-28 04:10 | 0 | 8620 | 2215 | 880 | 6 | 0 | 38 | 1047
2021-09-28 04:15 | 0 | 8644 | 2213 | 881 | 6 | 0 | 31 | 1055
2021-09-28 04:20 | 0 | 8644 | 2322 | 808 | 0 | 0 | 60 | 996
2021-09-28 04:25 | 0 | 8708 | 2411 | 947 | 0 | 0 | 0 | 765
2021-09-28 04:30 | 0 | 8807 | 2415 | 824 | 0 | 0 | 192 | 593
2021-09-28 04:35 | 0 | 8570 | 2441 | 827 | 0 | 0 | 29 | 964
2021-09-28 04:40 | 0 | 8655 | 2468 | 840 | 19 | 0 | 44 | 805
2021-09-28 04:45 | 0 | 9003 | 2411 | 824 | 0 | 0 | 0 | 593
2021-09-28 04:50 | 0 | 9003 | 2411 | 824 | 0 | 0 | 0 | 593
2021-09-28 04:55 | 0 | 8708 | 2411 | 659 | 56 | 0 | 133 | 864
2021-09-28 05:00 | 0 | 8708 | 2411 | 848 | 0 | 0 | 0 | 864
2021-09-28 05:05 | 0 | 8673 | 2468 | 788 | 19 | 0 | 39 | 844
2021-09-28 05:10 | 0 | 9003 | 2411 | 772 | 0 | 0 | 0 | 645
2021-09-28 05:15 | 0 | 8807 | 2321 | 866 | 0 | 0 | 40 | 797
2021-09-28 05:20 | 0 | 8597 | 2472 | 772 | 4 | 0 | 71 | 915
2021-09-28 05:25 | 0 | 8945 | 2415 | 772 | 0 | 0 | 0 | 699
2021-09-28 05:30 | 0 | 8654 | 2325 | 814 | 48 | 99 | 192 | 699
2021-09-28 05:35 | 0 | 8868 | 2411 | 824 | 0 | 0 | 0 | 728
2021-09-28 05:40 | 0 | 8949 | 2411 | 824 | 0 | 0 | 0 | 647
2021-09-28 05:45 | 0 | 8949 | 2411 | 824 | 0 | 0 | 0 | 647
2021-09-28 05:50 | 0 | 8949 | 2411 | 824 | 0 | 0 | 0 | 647
2021-09-28 05:55 | 0 | 8949 | 2411 | 824 | 0 | 0 | 0 | 647
2021-09-28 06:00 | 0 | 8949 | 2411 | 824 | 0 | 0 | 0 | 647
2021-09-28 06:05 | 0 | 8868 | 2411 | 824 | 0 | 0 | 0 | 728
2021-09-28 06:10 | 0 | 8949 | 2411 | 824 | 0 | 0 | 0 | 647
2021-09-28 06:15 | 0 | 8949 | 2411 | 824 | 0 | 0 | 0 | 647
2021-09-28 06:20 | 0 | 8949 | 2411 | 824 | 0 | 0 | 0 | 647
2021-09-28 06:25 | 0 | 8949 | 2411 | 824 | 0 | 0 | 0 | 647
2021-09-28 06:30 | 0 | 8949 | 2411 | 824 | 0 | 0 | 0 | 647
2021-09-28 06:35 | 0 | 8868 | 2411 | 824 | 0 | 0 | 0 | 728
2021-09-28 06:40 | 0 | 8949 | 2411 | 824 | 0 | 0 | 0 | 647
2021-09-28 06:45 | 0 | 8949 | 2411 | 824 | 0 | 0 | 0 | 647
2021-09-28 06:50 | 0 | 8949 | 2411 | 824 | 0 | 0 | 0 | 647
2021-09-28 06:55 | 0 | 8949 | 2411 | 824 | 0 | 0 | 0 | 647
2021-09-28 07:00 | 0 | 8949 | 2411 | 824 | 0 | 0 | 0 | 647
2021-09-28 07:05 | 0 | 8868 | 2411 | 824 | 0 | 0 | 0 | 728
2021-09-28 07:10 | 0 | 8949 | 2411 | 824 | 0 | 0 | 0 | 647
2021-09-28 07:15 | 0 | 8949 | 2411 | 824 | 0 | 0 | 0 | 647
2021-09-28 07:20 | 0 | 8949 | 2411 | 824 | 0 | 0 | 0 | 647
2021-09-28 07:25 | 0 | 8949 | 2411 | 824 | 0 | 0 | 0 | 647
2021-09-28 07:30 | 0 | 8949 | 2411 | 824 | 0 | 0 | 0 | 647
2021-09-28 07:35 | 0 | 8444 | 2472 | 991 | 6 | 97 | 87 | 728
2021-09-28 07:40 | 0 | 8886 | 2443 | 825 | 0 | 0 | 24 | 647
2021-09-28 07:45 | 0 | 8338 | 2346 | 922 | 6 | 2 | 164 | 1050
2021-09-28 07:50 | 0 | 8322 | 2715 | 888 | 6 | 0 | 72 | 825
2021-09-28 07:55 | 0 | 8934 | 2415 | 824 | 6 | 0 | 0 | 647
2021-09-28 08:00 | 0 | 8393 | 2327 | 824 | 0 | 90 | 367 | 825
2021-09-28 08:05 | 0 | 8185 | 2704 | 898 | 24 | 45 | 99 | 865
2021-09-28 08:10 | 0 | 8815 | 2530 | 812 | 0 | 0 | 4 | 659
2021-09-28 08:15 | 0 | 8313 | 2530 | 910 | 117 | 37 | 76 | 837
2021-09-28 08:20 | 0 | 8464 | 2564 | 925 | 107 | 60 | 41 | 659
2021-09-28 08:25 | 0 | 7588 | 2586 | 941 | 128 | 0 | 76 | 1501
2021-09-28 08:30 | 0 | 7999 | 2402 | 983 | 55 | 0 | 281 | 1100
2021-09-28 08:35 | 0 | 8181 | 2528 | 976 | 94 | 14 | 109 | 918
2021-09-28 08:40 | 0 | 8031 | 2473 | 964 | 2 | 73 | 267 | 1010
2021-09-28 08:45 | 0 | 8185 | 2587 | 904 | 0 | 40 | 77 | 1024
2021-09-28 08:50 | 0 | 8566 | 2530 | 812 | 0 | 0 | 72 | 837
2021-09-28 08:55 | 0 | 8566 | 2530 | 812 | 0 | 0 | 72 | 837
2021-09-28 09:00 | 0 | 7996 | 2711 | 957 | 0 | 56 | 72 | 1025
2021-09-28 09:05 | 0 | 8073 | 2668 | 837 | 0 | 13 | 294 | 932
2021-09-28 09:10 | 0 | 8173 | 2473 | 906 | 0 | 7 | 263 | 995
2021-09-28 09:15 | 0 | 8382 | 2568 | 836 | 0 | 10 | 84 | 946
2021-09-28 09:20 | 0 | 8382 | 2594 | 821 | 0 | 19 | 64 | 946
2021-09-28 09:25 | 0 | 8730 | 2530 | 812 | 0 | 0 | 0 | 754
2021-09-28 09:30 | 0 | 8439 | 2530 | 1103 | 0 | 0 | 0 | 754
2021-09-28 09:35 | 275 | 7659 | 2605 | 886 | 118 | 15 | 254 | 1008
2021-09-28 09:40 | 275 | 8101 | 2569 | 834 | 15 | 0 | 33 | 993
2021-09-28 09:45 | 275 | 8057 | 2598 | 936 | 0 | 0 | 200 | 754
2021-09-28 09:50 | 275 | 8053 | 2488 | 704 | 41 | 172 | 333 | 754
2021-09-28 09:55 | 275 | 7948 | 2446 | 682 | 48 | 172 | 279 | 970
2021-09-28 10:00 | 275 | 7698 | 2536 | 640 | 0 | 172 | 468 | 1031
2021-09-28 10:05 | 275 | 7671 | 2676 | 853 | 0 | 0 | 334 | 1011
2021-09-28 10:10 | 275 | 7490 | 2559 | 990 | 19 | 23 | 451 | 1013
2021-09-28 10:15 | 275 | 7718 | 2496 | 953 | 108 | 52 | 338 | 880
2021-09-28 10:20 | 275 | 7348 | 2497 | 1151 | 108 | 100 | 488 | 853
2021-09-28 10:25 | 275 | 7528 | 2497 | 1109 | 6 | 90 | 416 | 899
2021-09-28 10:30 | 275 | 7585 | 2446 | 1109 | 0 | 90 | 515 | 800
2021-09-28 10:35 | 275 | 7510 | 2530 | 948 | 143 | 172 | 488 | 754
2021-09-28 10:40 | 275 | 7582 | 2545 | 961 | 115 | 172 | 416 | 754
2021-09-28 10:45 | 275 | 7637 | 2531 | 1035 | 0 | 172 | 416 | 754
2021-09-28 10:50 | 275 | 7591 | 2530 | 1036 | 0 | 172 | 416 | 800
2021-09-28 10:55 | 275 | 7645 | 2530 | 1036 | 0 | 172 | 416 | 746
2021-09-28 11:00 | 275 | 7561 | 2530 | 1124 | 0 | 172 | 412 | 746
2021-09-28 11:05 | 275 | 7489 | 2530 | 982 | 167 | 405 | 272 | 700
2021-09-28 11:10 | 275 | 7525 | 2532 | 1003 | 295 | 254 | 236 | 700
2021-09-28 11:15 | 275 | 7715 | 2530 | 937 | 192 | 271 | 200 | 700
2021-09-28 11:20 | 275 | 7511 | 2530 | 1228 | 0 | 326 | 72 | 878
2021-09-28 11:25 | 275 | 6347 | 2402 | 1129 | 0 | 172 | 1047 | 1448
2021-09-28 11:30 | 275 | 6754 | 2402 | 937 | 0 | 172 | 704 | 1576
2021-09-28 11:35 | 275 | 6793 | 2576 | 1113 | 0 | 605 | 287 | 1171
2021-09-28 11:40 | 275 | 6562 | 2402 | 1183 | 160 | 711 | 177 | 1350
2021-09-28 11:45 | 275 | 6562 | 2402 | 1183 | 160 | 711 | 177 | 1350
2021-09-28 11:50 | 275 | 6558 | 2558 | 1039 | 192 | 711 | 511 | 976
2021-09-28 11:55 | 275 | 6674 | 2446 | 1227 | 0 | 786 | 436 | 976
2021-09-28 12:00 | 275 | 6674 | 2446 | 1035 | 192 | 658 | 564 | 976
2021-09-28 12:05 | 275 | 6792 | 2519 | 1103 | 227 | 626 | 400 | 878
2021-09-28 12:10 | 275 | 6726 | 2729 | 1182 | 111 | 728 | 272 | 799
2021-09-28 12:15 | 275 | 7072 | 2645 | 1154 | 0 | 737 | 236 | 700
2021-09-28 12:20 | 275 | 7300 | 2570 | 1054 | 137 | 583 | 200 | 700
2021-09-28 12:25 | 275 | 7398 | 2668 | 995 | 0 | 583 | 200 | 700
2021-09-28 12:30 | 275 | 7592 | 2530 | 1111 | 0 | 411 | 200 | 700
2021-09-28 12:35 | 275 | 7777 | 2530 | 1111 | 68 | 86 | 272 | 700
2021-09-28 12:40 | 275 | 7777 | 2530 | 1111 | 43 | 111 | 272 | 700
2021-09-28 12:45 | 275 | 7780 | 2530 | 1105 | 1 | 153 | 272 | 700
2021-09-28 12:50 | 275 | 7852 | 2530 | 1105 | 106 | 48 | 200 | 700
2021-09-28 12:55 | 275 | 7648 | 2530 | 1161 | 98 | 0 | 200 | 700
2021-09-28 13:00 | 275 | 7756 | 2530 | 1105 | 0 | 0 | 200 | 746
2021-09-28 13:05 | 275 | 7749 | 2532 | 1202 | 4 | 150 | 0 | 700
2021-09-28 13:10 | 275 | 8002 | 2530 | 1105 | 0 | 0 | 0 | 700
2021-09-28 13:15 | 275 | 7647 | 2497 | 1147 | 48 | 0 | 4 | 991
2021-09-28 13:20 | 275 | 7704 | 2530 | 1109 | 0 | 0 | 0 | 991
2021-09-28 13:25 | 275 | 7995 | 2498 | 1109 | 0 | 0 | 0 | 732
2021-09-28 13:30 | 275 | 7995 | 2498 | 1109 | 0 | 0 | 0 | 732
2021-09-28 13:35 | 0 | 8274 | 2498 | 1105 | 0 | 0 | 0 | 732
2021-09-28 13:40 | 0 | 8274 | 2498 | 1105 | 0 | 0 | 0 | 732
2021-09-28 13:45 | 0 | 8274 | 2498 | 1105 | 0 | 0 | 0 | 732
2021-09-28 13:50 | 0 | 8274 | 2498 | 1105 | 0 | 0 | 0 | 732
2021-09-28 13:55 | 0 | 8274 | 2498 | 1105 | 0 | 0 | 0 | 732
2021-09-28 14:00 | 0 | 8274 | 2498 | 1105 | 0 | 0 | 0 | 732
2021-09-28 14:05 | 0 | 8401 | 2498 | 812 | 0 | 0 | 0 | 898
2021-09-28 14:10 | 0 | 8401 | 2498 | 812 | 0 | 0 | 0 | 898
2021-09-28 14:15 | 0 | 8404 | 2498 | 812 | 0 | 0 | 0 | 898
2021-09-28 14:20 | 0 | 8404 | 2498 | 812 | 0 | 0 | 0 | 898
2021-09-28 14:25 | 0 | 8404 | 2498 | 812 | 0 | 0 | 0 | 898
2021-09-28 14:30 | 0 | 8404 | 2498 | 812 | 0 | 0 | 0 | 898
2021-09-28 14:35 | 0 | 8404 | 2498 | 812 | 0 | 0 | 0 | 898
2021-09-28 14:40 | 0 | 8404 | 2498 | 812 | 0 | 0 | 0 | 898
2021-09-28 14:45 | 0 | 8667 | 2498 | 812 | 0 | 0 | 0 | 637
2021-09-28 14:50 | 0 | 8667 | 2498 | 812 | 0 | 0 | 0 | 637
2021-09-28 14:55 | 0 | 8669 | 2498 | 812 | 0 | 0 | 0 | 637
2021-09-28 15:00 | 0 | 8669 | 2498 | 812 | 0 | 0 | 0 | 637
2021-09-28 15:05 | 0 | 8788 | 2379 | 812 | 0 | 0 | 0 | 637
2021-09-28 15:10 | 0 | 9188 | 1979 | 812 | 0 | 0 | 0 | 637
2021-09-28 15:15 | 0 | 9360 | 1979 | 640 | 0 | 0 | 0 | 637
2021-09-28 15:20 | 0 | 8334 | 1979 | 640 | 119 | 0 | 90 | 1452
2021-09-28 15:25 | 0 | 8324 | 1979 | 640 | 0 | 0 | 219 | 1454
2021-09-28 15:30 | 0 | 8194 | 1979 | 640 | 0 | 0 | 343 | 1460
2021-09-28 15:35 | 0 | 9220 | 1979 | 640 | 0 | 0 | 134 | 643
2021-09-28 15:40 | 0 | 9350 | 1979 | 640 | 0 | 0 | 4 | 643
2021-09-28 15:45 | 0 | 9562 | 1979 | 640 | 0 | 0 | 0 | 637
2021-09-28 15:50 | 0 | 9562 | 1979 | 640 | 0 | 0 | 0 | 637
2021-09-28 15:55 | 0 | 9564 | 1979 | 640 | 0 | 0 | 0 | 637
2021-09-28 16:00 | 0 | 9564 | 1979 | 640 | 0 | 0 | 0 | 637
2021-09-28 16:05 | 0 | 9564 | 1979 | 640 | 0 | 0 | 0 | 637
2021-09-28 16:10 | 0 | 9564 | 1979 | 640 | 0 | 0 | 0 | 637
2021-09-28 16:15 | 0 | 9568 | 1979 | 640 | 0 | 0 | 0 | 637
2021-09-28 16:20 | 0 | 8744 | 1979 | 640 | 0 | 0 | 209 | 1252
2021-09-28 16:25 | 0 | 8734 | 1979 | 640 | 0 | 0 | 219 | 1252
2021-09-28 16:30 | 0 | 8424 | 2159 | 640 | 0 | 0 | 343 | 1258
2021-09-28 16:35 | 0 | 8891 | 2249 | 824 | 0 | 0 | 134 | 726
2021-09-28 16:40 | 0 | 8891 | 2385 | 828 | 0 | 0 | 0 | 720
2021-09-28 16:45 | 0 | 8897 | 2383 | 824 | 0 | 0 | 0 | 720
2021-09-28 16:50 | 0 | 8897 | 2383 | 824 | 0 | 0 | 0 | 720
2021-09-28 16:55 | 0 | 8610 | 2331 | 824 | 0 | 48 | 99 | 912
2021-09-28 17:00 | 0 | 8606 | 2337 | 824 | 0 | 42 | 295 | 720
2021-09-28 17:05 | 0 | 8992 | 2379 | 824 | 0 | 0 | 4 | 625
2021-09-28 17:10 | 0 | 8996 | 2379 | 824 | 0 | 0 | 0 | 625
2021-09-28 17:15 | 0 | 8996 | 2379 | 824 | 0 | 0 | 0 | 625
2021-09-28 17:20 | 0 | 8701 | 2291 | 761 | 26 | 28 | 220 | 797
2021-09-28 17:25 | 0 | 8701 | 2387 | 699 | 30 | 21 | 189 | 797
2021-09-28 17:30 | 0 | 8992 | 2379 | 656 | 0 | 0 | 0 | 797
2021-09-28 17:35 | 0 | 8996 | 2379 | 824 | 0 | 0 | 0 | 625
2021-09-28 17:40 | 0 | 8996 | 2379 | 824 | 0 | 0 | 0 | 625
2021-09-28 17:45 | 0 | 8996 | 2379 | 824 | 0 | 0 | 0 | 625
2021-09-28 17:50 | 0 | 8705 | 2379 | 824 | 0 | 0 | 291 | 625
2021-09-28 17:55 | 0 | 8705 | 2379 | 824 | 0 | 0 | 291 | 625
2021-09-28 18:00 | 0 | 8996 | 2379 | 824 | 0 | 0 | 0 | 625
2021-09-28 18:05 | 0 | 8996 | 2379 | 824 | 0 | 0 | 0 | 625
2021-09-28 18:10 | 0 | 8996 | 2379 | 824 | 0 | 0 | 0 | 625
2021-09-28 18:15 | 0 | 8996 | 2379 | 824 | 0 | 0 | 0 | 625
2021-09-28 18:20 | 0 | 8996 | 2379 | 824 | 0 | 0 | 0 | 625
2021-09-28 18:25 | 0 | 8996 | 2379 | 824 | 0 | 0 | 0 | 625
2021-09-28 18:30 | 0 | 8996 | 2379 | 824 | 0 | 0 | 0 | 625
2021-09-28 18:35 | 0 | 8996 | 2379 | 824 | 0 | 0 | 0 | 625
2021-09-28 18:40 | 0 | 8792 | 2379 | 824 | 0 | 0 | 0 | 829
2021-09-28 18:45 | 0 | 8792 | 2379 | 824 | 0 | 0 | 0 | 829
2021-09-28 18:50 | 0 | 8792 | 2379 | 824 | 0 | 0 | 0 | 829
2021-09-28 18:55 | 0 | 8792 | 2379 | 824 | 0 | 0 | 0 | 829
2021-09-28 19:00 | 0 | 8742 | 2379 | 824 | 0 | 0 | 0 | 879
2021-09-28 19:05 | 0 | 8792 | 2379 | 824 | 0 | 0 | 0 | 829
2021-09-28 19:10 | 0 | 8792 | 2379 | 824 | 0 | 0 | 0 | 829
2021-09-28 19:15 | 0 | 8792 | 2379 | 824 | 0 | 0 | 0 | 829
2021-09-28 19:20 | 0 | 8792 | 2379 | 824 | 0 | 0 | 0 | 829
2021-09-28 19:25 | 0 | 8792 | 2379 | 824 | 0 | 0 | 0 | 829
2021-09-28 19:30 | 0 | 8792 | 2379 | 824 | 0 | 0 | 0 | 829
2021-09-28 19:35 | 0 | 8792 | 2379 | 824 | 0 | 0 | 0 | 829
2021-09-28 19:40 | 0 | 8792 | 2379 | 824 | 0 | 0 | 0 | 829
2021-09-28 19:45 | 0 | 8792 | 2379 | 824 | 0 | 0 | 0 | 829
2021-09-28 19:50 | 0 | 8792 | 2379 | 824 | 0 | 0 | 0 | 829
2021-09-28 19:55 | 0 | 8792 | 2379 | 824 | 0 | 0 | 0 | 829
2021-09-28 20:00 | 0 | 8792 | 2379 | 824 | 0 | 0 | 0 | 829
2021-09-28 20:05 | 0 | 8996 | 2379 | 824 | 0 | 0 | 0 | 625
2021-09-28 20:10 | 0 | 8996 | 2379 | 824 | 0 | 0 | 0 | 625
2021-09-28 20:15 | 0 | 8996 | 2379 | 824 | 0 | 0 | 0 | 625
2021-09-28 20:20 | 0 | 8996 | 2379 | 824 | 0 | 0 | 0 | 625
2021-09-28 20:25 | 0 | 8996 | 2379 | 824 | 0 | 0 | 0 | 625
2021-09-28 20:30 | 0 | 8996 | 2379 | 824 | 0 | 0 | 0 | 625
2021-09-28 20:35 | 0 | 8996 | 2379 | 824 | 0 | 0 | 0 | 625
2021-09-28 20:40 | 0 | 8996 | 2379 | 824 | 0 | 0 | 0 | 625
2021-09-28 20:45 | 0 | 8996 | 2379 | 824 | 0 | 0 | 0 | 625
2021-09-28 20:50 | 0 | 8996 | 2379 | 824 | 0 | 0 | 0 | 625
2021-09-28 20:55 | 0 | 8996 | 2379 | 824 | 0 | 0 | 0 | 625
2021-09-28 21:00 | 0 | 8996 | 2379 | 824 | 0 | 0 | 0 | 625
2021-09-28 21:05 | 0 | 8996 | 2379 | 824 | 0 | 0 | 0 | 625
2021-09-28 21:10 | 0 | 8996 | 2379 | 824 | 0 | 0 | 0 | 625
2021-09-28 21:15 | 0 | 8996 | 2379 | 824 | 0 | 0 | 0 | 625
2021-09-28 21:20 | 0 | 8996 | 2379 | 824 | 0 | 0 | 0 | 625
2021-09-28 21:25 | 0 | 8996 | 2379 | 824 | 0 | 0 | 0 | 625
2021-09-28 21:30 | 0 | 8996 | 2379 | 824 | 0 | 0 | 0 | 625
2021-09-28 21:35 | 0 | 8996 | 2379 | 824 | 0 | 0 | 0 | 625
2021-09-28 21:40 | 0 | 8996 | 2379 | 824 | 0 | 0 | 0 | 625
2021-09-28 21:45 | 0 | 8996 | 2379 | 824 | 0 | 0 | 0 | 625
2021-09-28 21:50 | 0 | 8996 | 2379 | 824 | 0 | 0 | 0 | 625
2021-09-28 21:55 | 0 | 8996 | 2379 | 824 | 0 | 0 | 0 | 625
2021-09-28 22:00 | 0 | 8996 | 2379 | 824 | 0 | 0 | 0 | 625
2021-09-28 22:05 | 0 | 8996 | 2379 | 824 | 0 | 0 | 0 | 625
2021-09-28 22:10 | 0 | 8996 | 2379 | 824 | 0 | 0 | 0 | 625
2021-09-28 22:15 | 0 | 8996 | 2379 | 824 | 0 | 0 | 0 | 625
2021-09-28 22:20 | 0 | 8996 | 2379 | 824 | 0 | 0 | 0 | 625
2021-09-28 22:25 | 0 | 8996 | 2379 | 824 | 0 | 0 | 0 | 625
2021-09-28 22:30 | 0 | 8996 | 2379 | 824 | 0 | 0 | 0 | 625
2021-09-28 22:35 | 0 | 8996 | 2379 | 824 | 0 | 0 | 0 | 625
2021-09-28 22:40 | 0 | 8996 | 2379 | 824 | 0 | 0 | 0 | 625
2021-09-28 22:45 | 0 | 8996 | 2379 | 824 | 0 | 0 | 0 | 625
2021-09-28 22:50 | 0 | 8745 | 2379 | 824 | 0 | 0 | 0 | 625
2021-09-28 22:55 | 0 | 8745 | 2379 | 824 | 0 | 0 | 0 | 625
2021-09-28 23:00 | 0 | 8745 | 2379 | 824 | 0 | 0 | 0 | 625
2021-09-28 23:05 | 0 | 8745 | 2379 | 824 | 0 | 0 | 0 | 625
2021-09-28 23:10 | 0 | 8745 | 2379 | 824 | 0 | 0 | 0 | 625
2021-09-28 23:15 | 0 | 8748 | 2379 | 824 | 0 | 0 | 0 | 625
2021-09-28 23:20 | 0 | 8748 | 2379 | 824 | 0 | 0 | 0 | 625
2021-09-28 23:25 | 0 | 8748 | 2379 | 824 | 0 | 0 | 0 | 625
2021-09-28 23:30 | 0 | 8748 | 2379 | 824 | 0 | 0 | 0 | 625
2021-09-28 23:35 | 0 | 8748 | 2379 | 824 | 0 | 0 | 0 | 625
2021-09-28 23:40 | 0 | 8748 | 2379 | 824 | 0 | 0 | 0 | 625
2021-09-28 23:45 | 0 | 8745 | 2379 | 824 | 0 | 0 | 0 | 625
2021-09-28 23:50 | 0 | 8745 | 2379 | 824 | 0 | 0 | 0 | 625
2021-09-28 23:55 | 0 | 8745 | 2379 | 824 | 0 | 0 | 0 | 625
2021-09-29 | 0 | 8745 | 2379 | 824 | 0 | 0 | 0 | 625
2021-09-29 00:05 | 0 | 8745 | 2379 | 824 | 0 | 0 | 0 | 625
2021-09-29 00:10 | 0 | 8745 | 2379 | 824 | 0 | 0 | 0 | 625
2021-09-29 00:15 | 0 | 8745 | 2379 | 824 | 0 | 0 | 0 | 625
2021-09-29 00:20 | 0 | 8745 | 2379 | 824 | 0 | 0 | 0 | 625
2021-09-29 00:25 | 0 | 8745 | 2379 | 824 | 0 | 0 | 0 | 625
2021-09-29 00:30 | 0 | 8745 | 2379 | 824 | 0 | 0 | 0 | 625
2021-09-29 00:35 | 0 | 8745 | 2379 | 824 | 0 | 0 | 0 | 625
2021-09-29 00:40 | 0 | 8745 | 2379 | 824 | 0 | 0 | 0 | 625
2021-09-29 00:45 | 0 | 8745 | 2379 | 824 | 0 | 0 | 0 | 625
2021-09-29 00:50 | 0 | 8745 | 2379 | 824 | 0 | 0 | 0 | 625
2021-09-29 00:55 | 0 | 8745 | 2379 | 824 | 0 | 0 | 0 | 625
2021-09-29 01:00 | 0 | 8745 | 2379 | 824 | 0 | 0 | 0 | 625
2021-09-29 01:05 | 0 | 8745 | 2379 | 824 | 0 | 0 | 0 | 625
2021-09-29 01:10 | 0 | 8745 | 2379 | 824 | 0 | 0 | 0 | 625
2021-09-29 01:15 | 0 | 8745 | 2379 | 824 | 0 | 0 | 0 | 625
2021-09-29 01:20 | 0 | 8745 | 2379 | 824 | 0 | 0 | 0 | 625
2021-09-29 01:25 | 0 | 8745 | 2379 | 824 | 0 | 0 | 0 | 625
2021-09-29 01:30 | 0 | 8745 | 2379 | 824 | 0 | 0 | 0 | 625
2021-09-29 01:35 | 0 | 8745 | 2379 | 824 | 0 | 0 | 0 | 625
2021-09-29 01:40 | 0 | 8745 | 2379 | 824 | 0 | 0 | 0 | 625
2021-09-29 01:45 | 0 | 8745 | 2379 | 824 | 0 | 0 | 0 | 625
2021-09-29 01:50 | 0 | 8745 | 2379 | 824 | 0 | 0 | 0 | 625
2021-09-29 01:55 | 0 | 8745 | 2379 | 824 | 0 | 0 | 0 | 625
2021-09-29 02:00 | 0 | 8745 | 2379 | 824 | 0 | 0 | 0 | 625
2021-09-29 02:05 | 0 | 8745 | 2379 | 824 | 0 | 0 | 0 | 625
2021-09-29 02:10 | 0 | 8745 | 2379 | 824 | 0 | 0 | 0 | 625
2021-09-29 02:15 | 0 | 8745 | 2379 | 824 | 0 | 0 | 0 | 625
2021-09-29 02:20 | 0 | 8745 | 2379 | 824 | 0 | 0 | 0 | 625
2021-09-29 02:25 | 0 | 8745 | 2379 | 824 | 0 | 0 | 0 | 625
2021-09-29 02:30 | 0 | 8745 | 2379 | 824 | 0 | 0 | 0 | 625
2021-09-29 02:35 | 0 | 8745 | 2379 | 824 | 0 | 0 | 0 | 625
2021-09-29 02:40 | 0 | 8745 | 2379 | 824 | 0 | 0 | 0 | 625
2021-09-29 02:45 | 0 | 8745 | 2379 | 824 | 0 | 0 | 0 | 625
2021-09-29 02:50 | 0 | 8745 | 2379 | 824 | 0 | 0 | 0 | 625
2021-09-29 02:55 | 0 | 8745 | 2379 | 824 | 0 | 0 | 0 | 625
2021-09-29 03:00 | 0 | 8745 | 2379 | 824 | 0 | 0 | 0 | 625
2021-09-29 03:05 | 0 | 8745 | 2379 | 824 | 0 | 0 | 0 | 625
2021-09-29 03:10 | 0 | 8745 | 2379 | 824 | 0 | 0 | 0 | 625
2021-09-29 03:15 | 0 | 8745 | 2379 | 824 | 0 | 0 | 0 | 625
2021-09-29 03:20 | 0 | 8745 | 2379 | 824 | 0 | 0 | 0 | 625
2021-09-29 03:25 | 0 | 8745 | 2379 | 824 | 0 | 0 | 0 | 625
2021-09-29 03:30 | 0 | 8745 | 2379 | 824 | 0 | 0 | 0 | 625
2021-09-29 03:35 | 0 | 8745 | 2379 | 824 | 0 | 0 | 0 | 625
2021-09-29 03:40 | 0 | 8745 | 2379 | 824 | 0 | 0 | 0 | 625
2021-09-29 03:45 | 0 | 8742 | 2379 | 824 | 0 | 0 | 0 | 625
2021-09-29 03:50 | 0 | 8742 | 2379 | 824 | 0 | 0 | 0 | 625
2021-09-29 03:55 | 0 | 8742 | 2379 | 824 | 0 | 0 | 0 | 625
2021-09-29 04:00 | 0 | 8742 | 2379 | 824 | 0 | 0 | 0 | 625
2021-09-29 04:05 | 0 | 8895 | 2294 | 824 | 0 | 0 | 0 | 595
2021-09-29 04:10 | 0 | 8842 | 2294 | 824 | 0 | 0 | 0 | 595
2021-09-29 04:15 | 0 | 8867 | 2294 | 824 | 0 | 0 | 0 | 595
2021-09-29 04:20 | 0 | 8867 | 2294 | 824 | 0 | 0 | 0 | 595
2021-09-29 04:25 | 0 | 8866 | 2294 | 824 | 0 | 0 | 0 | 595
2021-09-29 04:30 | 0 | 8866 | 2294 | 824 | 0 | 0 | 0 | 595
2021-09-29 04:35 | 0 | 8866 | 2294 | 824 | 0 | 0 | 0 | 595
2021-09-29 04:40 | 0 | 8866 | 2294 | 824 | 0 | 0 | 0 | 595
2021-09-29 04:45 | 0 | 8866 | 2294 | 824 | 0 | 0 | 0 | 595
2021-09-29 04:50 | 0 | 8866 | 2294 | 824 | 0 | 0 | 0 | 595
2021-09-29 04:55 | 0 | 8866 | 2294 | 824 | 0 | 0 | 0 | 595
2021-09-29 05:00 | 0 | 8866 | 2294 | 824 | 0 | 0 | 0 | 595
2021-09-29 05:05 | 0 | 8866 | 2294 | 824 | 0 | 0 | 0 | 595
2021-09-29 05:10 | 0 | 8866 | 2294 | 824 | 0 | 0 | 0 | 595
2021-09-29 05:15 | 0 | 8866 | 2294 | 824 | 0 | 0 | 0 | 595
2021-09-29 05:20 | 0 | 8866 | 2294 | 824 | 0 | 0 | 0 | 595
2021-09-29 05:25 | 0 | 8866 | 2294 | 824 | 0 | 0 | 0 | 595
2021-09-29 05:30 | 0 | 8866 | 2294 | 824 | 0 | 0 | 0 | 595
2021-09-29 05:35 | 0 | 8866 | 2294 | 824 | 0 | 0 | 0 | 595
2021-09-29 05:40 | 0 | 8866 | 2294 | 824 | 0 | 0 | 0 | 595
2021-09-29 05:45 | 0 | 8866 | 2294 | 824 | 0 | 0 | 0 | 595
2021-09-29 05:50 | 0 | 8866 | 2294 | 824 | 0 | 0 | 0 | 595
2021-09-29 05:55 | 0 | 8866 | 2294 | 824 | 0 | 0 | 0 | 595
2021-09-29 06:00 | 0 | 8866 | 2294 | 824 | 0 | 0 | 0 | 595
2021-09-29 06:05 | 0 | 8866 | 2294 | 824 | 0 | 0 | 0 | 595
2021-09-29 06:10 | 0 | 8866 | 2294 | 824 | 0 | 0 | 0 | 595
2021-09-29 06:15 | 0 | 8866 | 2294 | 824 | 0 | 0 | 0 | 595
2021-09-29 06:20 | 0 | 8866 | 2294 | 824 | 0 | 0 | 0 | 595
2021-09-29 06:25 | 0 | 8866 | 2294 | 824 | 0 | 0 | 0 | 595
2021-09-29 06:30 | 0 | 8866 | 2294 | 824 | 0 | 0 | 0 | 595
2021-09-29 06:35 | 0 | 8866 | 2294 | 824 | 0 | 0 | 0 | 595
2021-09-29 06:40 | 0 | 8866 | 2294 | 824 | 0 | 0 | 0 | 595
2021-09-29 06:45 | 0 | 8866 | 2294 | 824 | 0 | 0 | 0 | 595
2021-09-29 06:50 | 0 | 8866 | 2294 | 824 | 0 | 0 | 0 | 595
2021-09-29 06:55 | 0 | 8866 | 2294 | 824 | 0 | 0 | 0 | 595
2021-09-29 07:00 | 0 | 8866 | 2294 | 824 | 0 | 0 | 0 | 595
2021-09-29 07:05 | 0 | 8866 | 2294 | 824 | 0 | 0 | 0 | 595
2021-09-29 07:10 | 0 | 8684 | 2294 | 824 | 0 | 0 | 0 | 595
2021-09-29 07:15 | 0 | 8684 | 2294 | 824 | 0 | 0 | 0 | 595
2021-09-29 07:20 | 0 | 8684 | 2294 | 824 | 0 | 0 | 0 | 595
2021-09-29 07:25 | 0 | 8684 | 2294 | 824 | 0 | 0 | 0 | 725
2021-09-29 07:30 | 0 | 8684 | 2294 | 824 | 0 | 0 | 0 | 725
2021-09-29 07:35 | 0 | 8684 | 2294 | 824 | 0 | 0 | 0 | 725
2021-09-29 07:40 | 0 | 8684 | 2294 | 824 | 0 | 0 | 0 | 725
2021-09-29 07:45 | 0 | 8684 | 2294 | 824 | 0 | 0 | 0 | 725
2021-09-29 07:50 | 0 | 8684 | 2294 | 824 | 0 | 0 | 0 | 725
2021-09-29 07:55 | 0 | 8684 | 2294 | 824 | 0 | 0 | 0 | 725
2021-09-29 08:00 | 0 | 8684 | 2294 | 824 | 0 | 0 | 0 | 725
2021-09-29 08:05 | 0 | 8814 | 2294 | 812 | 0 | 0 | 0 | 607
2021-09-29 08:10 | 0 | 8814 | 2294 | 812 | 0 | 0 | 0 | 659
2021-09-29 08:15 | 0 | 8811 | 2294 | 812 | 0 | 0 | 0 | 659
2021-09-29 08:20 | 0 | 8811 | 2294 | 812 | 0 | 0 | 0 | 659
2021-09-29 08:25 | 0 | 8811 | 2294 | 812 | 0 | 0 | 0 | 659
2021-09-29 08:30 | 0 | 8811 | 2294 | 812 | 0 | 0 | 0 | 659
2021-09-29 08:35 | 0 | 8811 | 2294 | 812 | 0 | 0 | 0 | 659
2021-09-29 08:40 | 0 | 8811 | 2294 | 812 | 0 | 0 | 0 | 659
2021-09-29 08:45 | 0 | 8811 | 2294 | 812 | 0 | 0 | 0 | 659
2021-09-29 08:50 | 0 | 8811 | 2294 | 812 | 0 | 0 | 0 | 659
2021-09-29 08:55 | 0 | 8811 | 2294 | 812 | 0 | 0 | 0 | 659
2021-09-29 09:00 | 0 | 8811 | 2294 | 812 | 0 | 0 | 0 | 659
2021-09-29 09:05 | 0 | 8811 | 2294 | 812 | 0 | 0 | 0 | 659
2021-09-29 09:10 | 0 | 8811 | 2294 | 812 | 0 | 0 | 0 | 659
2021-09-29 09:15 | 0 | 8809 | 2294 | 812 | 0 | 0 | 0 | 659
2021-09-29 09:20 | 0 | 8809 | 2294 | 812 | 0 | 0 | 0 | 659
2021-09-29 09:25 | 0 | 8809 | 2294 | 812 | 0 | 0 | 0 | 659
2021-09-29 09:30 | 0 | 8809 | 2294 | 812 | 0 | 0 | 0 | 659
2021-09-29 09:35 | 0 | 8803 | 2294 | 812 | 0 | 0 | 0 | 659
2021-09-29 09:40 | 0 | 8803 | 2294 | 812 | 0 | 0 | 0 | 659
2021-09-29 09:45 | 0 | 8801 | 2294 | 812 | 0 | 0 | 0 | 659
2021-09-29 09:50 | 0 | 8807 | 2294 | 812 | 0 | 0 | 0 | 659
2021-09-29 09:55 | 0 | 8815 | 2294 | 812 | 0 | 0 | 0 | 651
2021-09-29 10:00 | 0 | 8815 | 2294 | 812 | 0 | 0 | 0 | 651
2021-09-29 10:05 | 0 | 9009 | 2294 | 812 | 0 | 0 | 0 | 651
2021-09-29 10:10 | 0 | 9035 | 2294 | 812 | 0 | 0 | 0 | 651
2021-09-29 10:15 | 0 | 9035 | 2294 | 812 | 0 | 0 | 0 | 651
2021-09-29 10:20 | 0 | 9035 | 2294 | 812 | 0 | 0 | 0 | 651
2021-09-29 10:25 | 0 | 9035 | 2294 | 812 | 0 | 0 | 0 | 651
2021-09-29 10:30 | 0 | 9035 | 2294 | 812 | 0 | 0 | 0 | 651
2021-09-29 10:35 | 0 | 9035 | 2294 | 812 | 0 | 0 | 0 | 651
2021-09-29 10:40 | 0 | 9035 | 2294 | 812 | 0 | 0 | 0 | 651
2021-09-29 10:45 | 0 | 9037 | 2294 | 812 | 0 | 0 | 0 | 651
2021-09-29 10:50 | 0 | 9037 | 2294 | 812 | 0 | 0 | 0 | 651
2021-09-29 10:55 | 0 | 9037 | 2294 | 812 | 0 | 0 | 0 | 651
2021-09-29 11:00 | 0 | 9037 | 2294 | 812 | 0 | 0 | 0 | 651
2021-09-29 11:05 | 0 | 9037 | 2294 | 812 | 0 | 0 | 0 | 651
2021-09-29 11:10 | 0 | 9037 | 2294 | 812 | 0 | 0 | 0 | 651
2021-09-29 11:15 | 0 | 9037 | 2294 | 812 | 0 | 0 | 0 | 651
2021-09-29 11:20 | 0 | 9037 | 2294 | 812 | 0 | 0 | 0 | 651
2021-09-29 11:25 | 0 | 9037 | 2294 | 812 | 0 | 0 | 0 | 651
2021-09-29 11:30 | 0 | 9037 | 2294 | 812 | 0 | 0 | 0 | 651
2021-09-29 11:35 | 0 | 9037 | 2294 | 812 | 0 | 0 | 0 | 651
2021-09-29 11:40 | 0 | 9064 | 2294 | 812 | 0 | 0 | 0 | 651
2021-09-29 11:45 | 0 | 9066 | 2294 | 812 | 0 | 0 | 0 | 651
2021-09-29 11:50 | 0 | 9066 | 2294 | 812 | 0 | 0 | 0 | 651
2021-09-29 11:55 | 0 | 9066 | 2294 | 812 | 0 | 0 | 0 | 651
2021-09-29 12:00 | 0 | 9066 | 2294 | 812 | 0 | 0 | 0 | 651
2021-09-29 12:05 | 0 | 8987 | 2294 | 812 | 0 | 0 | 0 | 730
2021-09-29 12:10 | 0 | 8987 | 2294 | 812 | 0 | 0 | 0 | 730
2021-09-29 12:15 | 0 | 8547 | 2294 | 928 | 0 | 0 | 226 | 828
2021-09-29 12:20 | 0 | 8345 | 2297 | 955 | 0 | 23 | 214 | 989
2021-09-29 12:25 | 0 | 8778 | 2166 | 1038 | 0 | 56 | 36 | 749
2021-09-29 12:30 | 0 | 8778 | 2294 | 910 | 0 | 56 | 36 | 749
2021-09-29 12:35 | 0 | 9066 | 2294 | 812 | 0 | 0 | 0 | 651
2021-09-29 12:40 | 0 | 9066 | 2294 | 812 | 0 | 0 | 0 | 651
2021-09-29 12:45 | 0 | 9066 | 2294 | 812 | 0 | 0 | 0 | 651
2021-09-29 12:50 | 0 | 9066 | 2294 | 812 | 0 | 0 | 0 | 651
2021-09-29 12:55 | 0 | 9066 | 2294 | 812 | 0 | 0 | 0 | 651
2021-09-29 13:00 | 0 | 9066 | 2294 | 812 | 0 | 0 | 0 | 651
2021-09-29 13:05 | 0 | 9066 | 2294 | 812 | 0 | 0 | 0 | 651
2021-09-29 13:10 | 0 | 9066 | 2294 | 812 | 0 | 0 | 0 | 651
2021-09-29 13:15 | 0 | 9068 | 2294 | 812 | 0 | 0 | 0 | 651
2021-09-29 13:20 | 0 | 9068 | 2294 | 812 | 0 | 0 | 0 | 651
2021-09-29 13:25 | 0 | 9068 | 2294 | 812 | 0 | 0 | 0 | 651
2021-09-29 13:30 | 0 | 9068 | 2294 | 812 | 0 | 0 | 0 | 651
2021-09-29 13:35 | 0 | 9068 | 2294 | 812 | 0 | 0 | 0 | 651
2021-09-29 13:40 | 0 | 9067 | 2294 | 812 | 0 | 0 | 0 | 651
2021-09-29 13:45 | 0 | 9067 | 2294 | 812 | 0 | 0 | 0 | 651
2021-09-29 13:50 | 0 | 9067 | 2294 | 812 | 0 | 0 | 0 | 651
2021-09-29 13:55 | 0 | 9067 | 2294 | 812 | 0 | 0 | 0 | 651
2021-09-29 14:00 | 0 | 9067 | 2294 | 812 | 0 | 0 | 0 | 651
2021-09-29 14:05 | 0 | 9067 | 2294 | 812 | 0 | 0 | 0 | 651
2021-09-29 14:10 | 0 | 9068 | 2294 | 812 | 0 | 0 | 0 | 651
2021-09-29 14:15 | 0 | 9066 | 2294 | 812 | 0 | 0 | 0 | 651
2021-09-29 14:20 | 0 | 9066 | 2294 | 812 | 0 | 0 | 0 | 651
2021-09-29 14:25 | 0 | 9066 | 2294 | 812 | 0 | 0 | 0 | 651
2021-09-29 14:30 | 0 | 9066 | 2294 | 812 | 0 | 0 | 0 | 651
2021-09-29 14:35 | 0 | 9066 | 2294 | 812 | 0 | 0 | 0 | 651
2021-09-29 14:40 | 0 | 9066 | 2294 | 812 | 0 | 0 | 0 | 651
2021-09-29 14:45 | 0 | 9066 | 2294 | 812 | 0 | 0 | 0 | 651
2021-09-29 14:50 | 0 | 9066 | 2294 | 812 | 0 | 0 | 0 | 651
2021-09-29 14:55 | 0 | 9066 | 2294 | 812 | 0 | 0 | 0 | 651
2021-09-29 15:00 | 0 | 9066 | 2294 | 812 | 0 | 0 | 0 | 651
2021-09-29 15:05 | 0 | 9066 | 2294 | 812 | 0 | 0 | 0 | 651
2021-09-29 15:10 | 0 | 9065 | 2294 | 812 | 0 | 0 | 0 | 651
2021-09-29 15:15 | 0 | 9067 | 2294 | 812 | 0 | 0 | 0 | 651
2021-09-29 15:20 | 0 | 9067 | 2294 | 812 | 0 | 0 | 0 | 651
2021-09-29 15:25 | 0 | 9067 | 2294 | 812 | 0 | 0 | 0 | 651
2021-09-29 15:30 | 0 | 9067 | 2294 | 812 | 0 | 0 | 0 | 651
2021-09-29 15:35 | 0 | 9067 | 2294 | 812 | 0 | 0 | 0 | 651
2021-09-29 15:40 | 0 | 9067 | 2294 | 812 | 0 | 0 | 0 | 651
2021-09-29 15:45 | 0 | 9064 | 2294 | 812 | 0 | 0 | 0 | 651
2021-09-29 15:50 | 0 | 9064 | 2294 | 812 | 0 | 0 | 0 | 651
2021-09-29 15:55 | 0 | 8985 | 2294 | 812 | 0 | 0 | 0 | 730
2021-09-29 16:00 | 0 | 8985 | 2294 | 812 | 0 | 0 | 0 | 730
2021-09-29 16:05 | 0 | 8955 | 2294 | 812 | 0 | 0 | 0 | 760
2021-09-29 16:10 | 0 | 8956 | 2294 | 812 | 0 | 0 | 0 | 760
2021-09-29 16:15 | 0 | 8959 | 2294 | 812 | 0 | 0 | 0 | 760
2021-09-29 16:20 | 0 | 8959 | 2294 | 812 | 0 | 0 | 0 | 760
2021-09-29 16:25 | 0 | 8959 | 2294 | 812 | 0 | 0 | 0 | 760
2021-09-29 16:30 | 0 | 8959 | 2294 | 812 | 0 | 0 | 0 | 760
2021-09-29 16:35 | 0 | 9038 | 2294 | 824 | 0 | 0 | 0 | 669
2021-09-29 16:40 | 0 | 9038 | 2294 | 824 | 0 | 0 | 0 | 669
2021-09-29 16:45 | 0 | 9038 | 2294 | 824 | 0 | 0 | 0 | 669
2021-09-29 16:50 | 0 | 9038 | 2294 | 824 | 0 | 0 | 0 | 669
2021-09-29 16:55 | 0 | 9038 | 2294 | 824 | 0 | 0 | 0 | 669
2021-09-29 17:00 | 0 | 9038 | 2294 | 824 | 0 | 0 | 0 | 669
2021-09-29 17:05 | 0 | 9038 | 2294 | 824 | 0 | 0 | 0 | 669
2021-09-29 17:10 | 0 | 9038 | 2294 | 824 | 0 | 0 | 0 | 669
2021-09-29 17:15 | 0 | 9038 | 2294 | 824 | 0 | 0 | 0 | 669
2021-09-29 17:20 | 0 | 9038 | 2294 | 824 | 0 | 0 | 0 | 669
2021-09-29 17:25 | 0 | 9038 | 2294 | 824 | 0 | 0 | 0 | 669
2021-09-29 17:30 | 0 | 9038 | 2294 | 824 | 0 | 0 | 0 | 669
2021-09-29 17:35 | 0 | 9038 | 2294 | 824 | 0 | 0 | 0 | 669
2021-09-29 17:40 | 0 | 9038 | 2294 | 824 | 0 | 0 | 0 | 669
2021-09-29 17:45 | 0 | 9038 | 2294 | 824 | 0 | 0 | 0 | 669
2021-09-29 17:50 | 0 | 9038 | 2294 | 824 | 0 | 0 | 0 | 669
2021-09-29 17:55 | 0 | 9038 | 2294 | 824 | 0 | 0 | 0 | 669
2021-09-29 18:00 | 0 | 9038 | 2294 | 824 | 0 | 0 | 0 | 669
2021-09-29 18:05 | 0 | 9038 | 2294 | 824 | 0 | 0 | 0 | 669
2021-09-29 18:10 | 0 | 9012 | 2294 | 824 | 0 | 0 | 0 | 695
2021-09-29 18:15 | 0 | 9210 | 2294 | 652 | 0 | 0 | 0 | 669
2021-09-29 18:20 | 0 | 9210 | 2294 | 652 | 0 | 0 | 0 | 669
2021-09-29 18:25 | 0 | 9184 | 2294 | 652 | 0 | 0 | 0 | 695
2021-09-29 18:30 | 0 | 9184 | 2294 | 652 | 0 | 0 | 0 | 695
2021-09-29 18:35 | 0 | 9131 | 2294 | 652 | 0 | 0 | 0 | 748
2021-09-29 18:40 | 0 | 9131 | 2294 | 652 | 0 | 0 | 0 | 748
2021-09-29 18:45 | 0 | 9131 | 2294 | 652 | 0 | 0 | 0 | 748
2021-09-29 18:50 | 0 | 9131 | 2294 | 652 | 0 | 0 | 0 | 748
2021-09-29 18:55 | 0 | 9129 | 2294 | 652 | 0 | 0 | 0 | 748
2021-09-29 19:00 | 0 | 9129 | 2294 | 652 | 0 | 0 | 0 | 748
2021-09-29 19:05 | 0 | 9208 | 2294 | 652 | 0 | 0 | 0 | 669
2021-09-29 19:10 | 0 | 9208 | 2294 | 652 | 0 | 0 | 0 | 669
2021-09-29 19:15 | 0 | 9208 | 2294 | 652 | 0 | 0 | 0 | 669
2021-09-29 19:20 | 0 | 9208 | 2294 | 652 | 0 | 0 | 0 | 669
2021-09-29 19:25 | 0 | 9208 | 2294 | 652 | 0 | 0 | 0 | 669
2021-09-29 19:30 | 0 | 9208 | 2294 | 652 | 0 | 0 | 0 | 669
2021-09-29 19:35 | 0 | 9208 | 2294 | 652 | 0 | 0 | 0 | 669
2021-09-29 19:40 | 0 | 9208 | 2294 | 652 | 0 | 0 | 0 | 669
2021-09-29 19:45 | 0 | 9208 | 2294 | 652 | 0 | 0 | 0 | 669
2021-09-29 19:50 | 0 | 9208 | 2294 | 652 | 0 | 0 | 0 | 669
2021-09-29 19:55 | 0 | 9208 | 2294 | 652 | 0 | 0 | 0 | 669
2021-09-29 20:00 | 0 | 9208 | 2294 | 652 | 0 | 0 | 0 | 669
2021-09-29 20:05 | 0 | 9036 | 2294 | 824 | 0 | 0 | 0 | 669
2021-09-29 20:10 | 0 | 9036 | 2294 | 824 | 0 | 0 | 0 | 669
2021-09-29 20:15 | 0 | 9036 | 2294 | 824 | 0 | 0 | 0 | 669
2021-09-29 20:20 | 0 | 9036 | 2294 | 824 | 0 | 0 | 0 | 669
2021-09-29 20:25 | 0 | 9036 | 2294 | 824 | 0 | 0 | 0 | 669
2021-09-29 20:30 | 0 | 9036 | 2294 | 824 | 0 | 0 | 0 | 669
2021-09-29 20:35 | 0 | 9036 | 2294 | 824 | 0 | 0 | 0 | 669
2021-09-29 20:40 | 0 | 9036 | 2294 | 824 | 0 | 0 | 0 | 669
2021-09-29 20:45 | 0 | 9036 | 2294 | 824 | 0 | 0 | 0 | 669
2021-09-29 20:50 | 0 | 9036 | 2294 | 824 | 0 | 0 | 0 | 669
2021-09-29 20:55 | 0 | 9036 | 2294 | 824 | 0 | 0 | 0 | 669
2021-09-29 21:00 | 0 | 9036 | 2294 | 824 | 0 | 0 | 0 | 669
2021-09-29 21:05 | 0 | 9036 | 2294 | 824 | 0 | 0 | 0 | 669
2021-09-29 21:10 | 0 | 9036 | 2294 | 824 | 0 | 0 | 0 | 669
2021-09-29 21:15 | 0 | 9036 | 2294 | 824 | 0 | 0 | 0 | 669
2021-09-29 21:20 | 0 | 9036 | 2294 | 824 | 0 | 0 | 0 | 669
2021-09-29 21:25 | 0 | 9036 | 2294 | 824 | 0 | 0 | 0 | 669
2021-09-29 21:30 | 0 | 9036 | 2294 | 824 | 0 | 0 | 0 | 669
2021-09-29 21:35 | 0 | 9036 | 2294 | 824 | 0 | 0 | 0 | 669
2021-09-29 21:40 | 0 | 9036 | 2294 | 824 | 0 | 0 | 0 | 669
2021-09-29 21:45 | 0 | 9036 | 2294 | 824 | 0 | 0 | 0 | 669
2021-09-29 21:50 | 0 | 9036 | 2294 | 824 | 0 | 0 | 0 | 669
2021-09-29 21:55 | 0 | 9036 | 2294 | 824 | 0 | 0 | 0 | 669
2021-09-29 22:00 | 0 | 9036 | 2294 | 824 | 0 | 0 | 0 | 669
2021-09-29 22:05 | 0 | 9036 | 2294 | 824 | 0 | 0 | 0 | 669
2021-09-29 22:10 | 0 | 9036 | 2294 | 824 | 0 | 0 | 0 | 669
2021-09-29 22:15 | 0 | 9036 | 2294 | 824 | 0 | 0 | 0 | 669
2021-09-29 22:20 | 0 | 9036 | 2294 | 824 | 0 | 0 | 0 | 669
2021-09-29 22:25 | 0 | 9036 | 2294 | 824 | 0 | 0 | 0 | 669
2021-09-29 22:30 | 0 | 9036 | 2294 | 824 | 0 | 0 | 0 | 669
2021-09-29 22:35 | 0 | 9036 | 2294 | 824 | 0 | 0 | 0 | 669
2021-09-29 22:40 | 0 | 9036 | 2294 | 824 | 0 | 0 | 0 | 669
2021-09-29 22:45 | 0 | 9036 | 2294 | 824 | 0 | 0 | 0 | 669
2021-09-29 22:50 | 0 | 9036 | 2294 | 824 | 0 | 0 | 0 | 669
2021-09-29 22:55 | 0 | 9036 | 2294 | 824 | 0 | 0 | 0 | 669
2021-09-29 23:00 | 0 | 9036 | 2294 | 824 | 0 | 0 | 0 | 669
2021-09-29 23:05 | 0 | 9036 | 2294 | 824 | 0 | 0 | 0 | 669
2021-09-29 23:10 | 0 | 9036 | 2294 | 824 | 0 | 0 | 0 | 669
2021-09-29 23:15 | 0 | 9036 | 2294 | 824 | 0 | 0 | 0 | 669
2021-09-29 23:20 | 0 | 9036 | 2294 | 824 | 0 | 0 | 0 | 669
2021-09-29 23:25 | 0 | 9036 | 2294 | 824 | 0 | 0 | 0 | 669
2021-09-29 23:30 | 0 | 9036 | 2294 | 824 | 0 | 0 | 0 | 669
2021-09-29 23:35 | 0 | 9036 | 2294 | 824 | 0 | 0 | 0 | 669
2021-09-29 23:40 | 0 | 9036 | 2294 | 824 | 0 | 0 | 0 | 669
2021-09-29 23:45 | 0 | 9036 | 2294 | 824 | 0 | 0 | 0 | 669
2021-09-29 23:50 | 0 | 9036 | 2294 | 824 | 0 | 0 | 0 | 669
2021-09-29 23:55 | 0 | 9036 | 2294 | 824 | 0 | 0 | 0 | 669
2021-09-30 | 0 | 9036 | 2294 | 824 | 0 | 0 | 0 | 669
2021-09-30 00:05 | 0 | 9036 | 2294 | 824 | 0 | 0 | 0 | 669
2021-09-30 00:10 | 0 | 9036 | 2294 | 824 | 0 | 0 | 0 | 669
2021-09-30 00:15 | 0 | 9036 | 2294 | 824 | 0 | 0 | 0 | 669
2021-09-30 00:20 | 0 | 9036 | 2294 | 824 | 0 | 0 | 0 | 669
2021-09-30 00:25 | 0 | 9036 | 2294 | 824 | 0 | 0 | 0 | 669
2021-09-30 00:30 | 0 | 9036 | 2294 | 824 | 0 | 0 | 0 | 669
2021-09-30 00:35 | 0 | 9036 | 2294 | 824 | 0 | 0 | 0 | 669
2021-09-30 00:40 | 0 | 9036 | 2294 | 824 | 0 | 0 | 0 | 669
2021-09-30 00:45 | 0 | 9036 | 2294 | 824 | 0 | 0 | 0 | 669
2021-09-30 00:50 | 0 | 9036 | 2294 | 824 | 0 | 0 | 0 | 669
2021-09-30 00:55 | 0 | 9036 | 2294 | 824 | 0 | 0 | 0 | 669
2021-09-30 01:00 | 0 | 9036 | 2294 | 824 | 0 | 0 | 0 | 669
2021-09-30 01:05 | 0 | 9036 | 2294 | 824 | 0 | 0 | 0 | 669
2021-09-30 01:10 | 0 | 9036 | 2294 | 824 | 0 | 0 | 0 | 669
2021-09-30 01:15 | 0 | 8925 | 2294 | 824 | 0 | 0 | 0 | 669
2021-09-30 01:20 | 0 | 8925 | 2294 | 824 | 0 | 0 | 0 | 669
2021-09-30 01:25 | 0 | 8925 | 2294 | 824 | 0 | 0 | 0 | 669
2021-09-30 01:30 | 0 | 8925 | 2294 | 824 | 0 | 0 | 0 | 669
2021-09-30 01:35 | 0 | 8925 | 2294 | 824 | 0 | 0 | 0 | 669
2021-09-30 01:40 | 0 | 8925 | 2294 | 824 | 0 | 0 | 0 | 669
2021-09-30 01:45 | 0 | 8925 | 2294 | 824 | 0 | 0 | 0 | 669
2021-09-30 01:50 | 0 | 8925 | 2294 | 824 | 0 | 0 | 0 | 669
2021-09-30 01:55 | 0 | 8925 | 2294 | 824 | 0 | 0 | 0 | 669
2021-09-30 02:00 | 0 | 8925 | 2294 | 824 | 0 | 0 | 0 | 669
2021-09-30 02:05 | 0 | 8725 | 2294 | 824 | 0 | 0 | 200 | 669
2021-09-30 02:10 | 0 | 8637 | 2382 | 824 | 0 | 0 | 200 | 669
2021-09-30 02:15 | 0 | 8725 | 2294 | 824 | 0 | 0 | 200 | 669
2021-09-30 02:20 | 0 | 8725 | 2294 | 824 | 0 | 0 | 200 | 669
2021-09-30 02:25 | 0 | 8725 | 2294 | 824 | 0 | 0 | 200 | 669
2021-09-30 02:30 | 0 | 8725 | 2294 | 824 | 0 | 0 | 200 | 669
2021-09-30 02:35 | 0 | 8925 | 2294 | 824 | 0 | 0 | 0 | 669
2021-09-30 02:40 | 0 | 8925 | 2294 | 824 | 0 | 0 | 0 | 669
2021-09-30 02:45 | 0 | 8925 | 2294 | 824 | 0 | 0 | 0 | 669
2021-09-30 02:50 | 0 | 8925 | 2294 | 824 | 0 | 0 | 0 | 669
2021-09-30 02:55 | 0 | 8925 | 2294 | 824 | 0 | 0 | 0 | 669
2021-09-30 03:00 | 0 | 8925 | 2294 | 824 | 0 | 0 | 0 | 669
2021-09-30 03:05 | 0 | 8925 | 2294 | 824 | 0 | 0 | 0 | 669
2021-09-30 03:10 | 0 | 8925 | 2294 | 824 | 0 | 0 | 0 | 669
2021-09-30 03:15 | 0 | 8925 | 2294 | 824 | 0 | 0 | 0 | 669
2021-09-30 03:20 | 0 | 8925 | 2294 | 824 | 0 | 0 | 0 | 669
2021-09-30 03:25 | 0 | 8925 | 2294 | 824 | 0 | 0 | 0 | 669
2021-09-30 03:30 | 0 | 8925 | 2294 | 824 | 0 | 0 | 0 | 669
2021-09-30 03:35 | 0 | 8925 | 2294 | 824 | 0 | 0 | 0 | 669
2021-09-30 03:40 | 0 | 8925 | 2294 | 824 | 0 | 0 | 0 | 669
2021-09-30 03:45 | 0 | 8925 | 2294 | 824 | 0 | 0 | 0 | 669
2021-09-30 03:50 | 0 | 8925 | 2294 | 824 | 0 | 0 | 0 | 669
2021-09-30 03:55 | 0 | 8925 | 2294 | 824 | 0 | 0 | 0 | 669
2021-09-30 04:00 | 0 | 8925 | 2294 | 824 | 0 | 0 | 0 | 669
2021-09-30 04:05 | 0 | 8908 | 2294 | 824 | 0 | 0 | 0 | 617
2021-09-30 04:10 | 0 | 8908 | 2294 | 824 | 0 | 0 | 0 | 669
2021-09-30 04:15 | 0 | 8932 | 2294 | 824 | 0 | 0 | 0 | 669
2021-09-30 04:20 | 0 | 8932 | 2294 | 824 | 0 | 0 | 0 | 669
2021-09-30 04:25 | 0 | 8929 | 2294 | 824 | 0 | 0 | 0 | 669
2021-09-30 04:30 | 0 | 8929 | 2294 | 824 | 0 | 0 | 0 | 669
2021-09-30 04:35 | 0 | 8929 | 2294 | 824 | 0 | 0 | 0 | 669
2021-09-30 04:40 | 0 | 8929 | 2294 | 824 | 0 | 0 | 0 | 669
2021-09-30 04:45 | 0 | 8929 | 2294 | 824 | 0 | 0 | 0 | 669
2021-09-30 04:50 | 0 | 8929 | 2294 | 824 | 0 | 0 | 0 | 669
2021-09-30 04:55 | 0 | 8929 | 2294 | 824 | 0 | 0 | 0 | 669
2021-09-30 05:00 | 0 | 8929 | 2294 | 824 | 0 | 0 | 0 | 669
2021-09-30 05:05 | 0 | 8729 | 2294 | 824 | 0 | 0 | 0 | 869
2021-09-30 05:10 | 0 | 8729 | 2294 | 824 | 0 | 0 | 0 | 869
2021-09-30 05:15 | 0 | 8729 | 2294 | 824 | 0 | 0 | 0 | 869
2021-09-30 05:20 | 0 | 8729 | 2294 | 824 | 0 | 0 | 0 | 869
2021-09-30 05:25 | 0 | 8729 | 2294 | 824 | 0 | 0 | 0 | 869
2021-09-30 05:30 | 0 | 8729 | 2294 | 824 | 0 | 0 | 0 | 869
2021-09-30 05:35 | 0 | 8729 | 2294 | 824 | 0 | 0 | 0 | 869
2021-09-30 05:40 | 0 | 8729 | 2294 | 824 | 0 | 0 | 0 | 869
2021-09-30 05:45 | 0 | 8729 | 2294 | 824 | 0 | 0 | 0 | 869
2021-09-30 05:50 | 0 | 8729 | 2294 | 824 | 0 | 0 | 0 | 869
2021-09-30 05:55 | 0 | 8729 | 2294 | 824 | 0 | 0 | 0 | 869
2021-09-30 06:00 | 0 | 8729 | 2294 | 824 | 0 | 0 | 0 | 869
2021-09-30 06:05 | 0 | 8729 | 2294 | 824 | 0 | 0 | 0 | 869
2021-09-30 06:10 | 0 | 8729 | 2294 | 824 | 0 | 0 | 0 | 869
2021-09-30 06:15 | 0 | 8729 | 2294 | 824 | 0 | 0 | 0 | 869
2021-09-30 06:20 | 0 | 8729 | 2294 | 824 | 0 | 0 | 0 | 869
2021-09-30 06:25 | 0 | 8729 | 2294 | 824 | 0 | 0 | 0 | 869
2021-09-30 06:30 | 0 | 8729 | 2294 | 824 | 0 | 0 | 0 | 869
2021-09-30 06:35 | 0 | 8729 | 2294 | 824 | 0 | 0 | 0 | 869
2021-09-30 06:40 | 0 | 8729 | 2294 | 824 | 0 | 0 | 0 | 869
2021-09-30 06:45 | 0 | 8729 | 2294 | 824 | 0 | 0 | 0 | 869
2021-09-30 06:50 | 0 | 8729 | 2294 | 824 | 0 | 0 | 0 | 869
2021-09-30 06:55 | 0 | 8729 | 2294 | 824 | 0 | 0 | 0 | 869
2021-09-30 07:00 | 0 | 8703 | 2294 | 824 | 0 | 0 | 0 | 895
2021-09-30 07:05 | 0 | 8729 | 2294 | 824 | 0 | 0 | 0 | 869
2021-09-30 07:10 | 0 | 8729 | 2294 | 824 | 0 | 0 | 0 | 869
2021-09-30 07:15 | 0 | 8729 | 2294 | 824 | 0 | 0 | 0 | 869
2021-09-30 07:20 | 0 | 8729 | 2294 | 824 | 0 | 0 | 0 | 869
2021-09-30 07:25 | 0 | 8729 | 2294 | 824 | 0 | 0 | 0 | 869
2021-09-30 07:30 | 0 | 8729 | 2294 | 824 | 0 | 0 | 0 | 869
2021-09-30 07:35 | 0 | 8729 | 2294 | 824 | 0 | 0 | 0 | 869
2021-09-30 07:40 | 0 | 8729 | 2294 | 824 | 0 | 0 | 0 | 869
2021-09-30 07:45 | 0 | 8732 | 2294 | 824 | 0 | 0 | 0 | 869
2021-09-30 07:50 | 0 | 8732 | 2294 | 824 | 0 | 0 | 0 | 869
2021-09-30 07:55 | 0 | 8732 | 2294 | 824 | 0 | 0 | 0 | 869
2021-09-30 08:00 | 0 | 8732 | 2294 | 824 | 0 | 0 | 0 | 869
2021-09-30 08:05 | 0 | 8520 | 2384 | 812 | 0 | 0 | 3 | 1000
2021-09-30 08:10 | 0 | 8085 | 2433 | 819 | 11 | 7 | 117 | 1247
2021-09-30 08:15 | 0 | 7987 | 2433 | 819 | 12 | 7 | 215 | 1246
2021-09-30 08:20 | 0 | 8237 | 2384 | 911 | 0 | 4 | 132 | 1051
2021-09-30 08:25 | 0 | 8480 | 2294 | 966 | 98 | 0 | 0 | 881
2021-09-30 08:30 | 0 | 8634 | 2294 | 910 | 0 | 0 | 0 | 881
2021-09-30 08:35 | 0 | 8408 | 2294 | 910 | 5 | 149 | 72 | 881
2021-09-30 08:40 | 0 | 8480 | 2302 | 932 | 124 | 0 | 0 | 881
2021-09-30 08:45 | 0 | 8632 | 2294 | 910 | 0 | 0 | 0 | 881
2021-09-30 08:50 | 0 | 8730 | 2294 | 812 | 0 | 0 | 0 | 881
2021-09-30 08:55 | 0 | 8730 | 2294 | 812 | 0 | 0 | 0 | 881
2021-09-30 09:00 | 0 | 8730 | 2294 | 812 | 0 | 0 | 0 | 881
2021-09-30 09:05 | 0 | 8348 | 2591 | 870 | 1 | 26 | 0 | 881
2021-09-30 09:10 | 0 | 8326 | 2392 | 840 | 28 | 0 | 72 | 1059
2021-09-30 09:15 | 0 | 8096 | 2475 | 859 | 0 | 0 | 128 | 1157
2021-09-30 09:20 | 0 | 8420 | 2400 | 859 | 63 | 91 | 0 | 881
2021-09-30 09:25 | 0 | 8499 | 2394 | 866 | 0 | 0 | 72 | 881
2021-09-30 09:30 | 0 | 7905 | 2166 | 812 | 73 | 55 | 544 | 1157
2021-09-30 09:35 | 0 | 8102 | 2349 | 832 | 73 | 68 | 101 | 1187
2021-09-30 09:40 | 0 | 7789 | 2282 | 902 | 128 | 0 | 348 | 1263
2021-09-30 09:45 | 0 | 7952 | 2339 | 1036 | 0 | 0 | 226 | 1157
2021-09-30 09:50 | 0 | 7862 | 2282 | 902 | 0 | 198 | 309 | 1157
2021-09-30 09:55 | 0 | 7787 | 2331 | 853 | 0 | 128 | 236 | 1375
2021-09-30 10:00 | 0 | 7787 | 2282 | 812 | 0 | 0 | 597 | 1232
2021-09-30 10:05 | 0 | 7862 | 2372 | 910 | 0 | 2 | 296 | 1268
2021-09-30 10:10 | 0 | 8153 | 2294 | 910 | 0 | 0 | 0 | 1353
2021-09-30 10:15 | 0 | 8627 | 2294 | 910 | 0 | 0 | 0 | 881
2021-09-30 10:20 | 0 | 7313 | 2166 | 812 | 0 | 0 | 792 | 1629
2021-09-30 10:25 | 0 | 7313 | 2166 | 812 | 0 | 0 | 792 | 1629
2021-09-30 10:30 | 0 | 7388 | 2282 | 812 | 0 | 0 | 723 | 1507
2021-09-30 10:35 | 0 | 8107 | 2436 | 910 | 0 | 0 | 200 | 1059
2021-09-30 10:40 | 0 | 7980 | 2330 | 1117 | 21 | 98 | 107 | 1059
2021-09-30 10:45 | 0 | 7980 | 2357 | 973 | 55 | 64 | 141 | 1142
2021-09-30 10:50 | 0 | 7981 | 2384 | 930 | 1 | 45 | 215 | 1157
2021-09-30 10:55 | 0 | 8071 | 2294 | 1013 | 0 | 50 | 128 | 1157
2021-09-30 11:00 | 0 | 8071 | 2294 | 910 | 0 | 106 | 175 | 1157
2021-09-30 11:05 | 0 | 8017 | 2268 | 936 | 0 | 0 | 72 | 1531
2021-09-30 11:10 | 0 | 8355 | 2268 | 957 | 15 | 29 | 100 | 989
2021-09-30 11:15 | 0 | 7790 | 2140 | 936 | 128 | 116 | 340 | 1263
2021-09-30 11:20 | 0 | 7800 | 2230 | 1019 | 73 | 57 | 271 | 1263
2021-09-30 11:25 | 0 | 7725 | 2256 | 903 | 0 | 73 | 524 | 1232
2021-09-30 11:30 | 0 | 7841 | 2140 | 903 | 0 | 0 | 672 | 1157
2021-09-30 11:35 | 0 | 7815 | 2465 | 954 | 3 | 22 | 231 | 1223
2021-09-30 11:40 | 0 | 7725 | 2321 | 1064 | 0 | 0 | 72 | 1531
2021-09-30 11:45 | 0 | 8091 | 2205 | 1064 | 0 | 0 | 47 | 1306
2021-09-30 11:50 | 0 | 8337 | 2304 | 965 | 0 | 154 | 72 | 881
2021-09-30 11:55 | 0 | 8006 | 2361 | 1061 | 0 | 0 | 128 | 1157
2021-09-30 12:00 | 0 | 7931 | 2359 | 1138 | 0 | 0 | 128 | 1157
2021-09-30 12:05 | 0 | 8287 | 2457 | 910 | 0 | 0 | 0 | 1059
2021-09-30 12:10 | 0 | 8037 | 2434 | 985 | 28 | 98 | 72 | 1059
2021-09-30 12:15 | 0 | 8362 | 2359 | 957 | 0 | 123 | 31 | 881
2021-09-30 12:20 | 0 | 8337 | 2359 | 910 | 0 | 154 | 72 | 881
2021-09-30 12:25 | 0 | 8006 | 2359 | 1063 | 0 | 0 | 128 | 1157
2021-09-30 12:30 | 0 | 8290 | 2359 | 957 | 0 | 0 | 128 | 979
2021-09-30 12:35 | 0 | 8474 | 2415 | 943 | 0 | 0 | 0 | 881
2021-09-30 12:40 | 0 | 8378 | 2294 | 910 | 0 | 0 | 72 | 1059
2021-09-30 12:45 | 0 | 8478 | 2294 | 914 | 112 | 38 | 0 | 881
2021-09-30 12:50 | 0 | 8632 | 2294 | 910 | 0 | 0 | 0 | 881
2021-09-30 12:55 | 0 | 8634 | 2294 | 910 | 0 | 0 | 0 | 881
2021-09-30 13:00 | 0 | 8732 | 2294 | 812 | 0 | 0 | 0 | 881
2021-09-30 13:05 | 0 | 8230 | 2410 | 856 | 0 | 0 | 23 | 1200
2021-09-30 13:10 | 0 | 7890 | 2393 | 871 | 53 | 35 | 113 | 1364
2021-09-30 13:15 | 0 | 7912 | 2441 | 978 | 0 | 65 | 152 | 1171
2021-09-30 13:20 | 0 | 8732 | 2294 | 812 | 0 | 0 | 0 | 881
2021-09-30 13:25 | 0 | 8732 | 2294 | 812 | 0 | 0 | 0 | 881
2021-09-30 13:30 | 0 | 7992 | 2074 | 812 | 0 | 0 | 602 | 1239
2021-09-30 13:35 | 0 | 7956 | 2287 | 1072 | 0 | 0 | 181 | 1223
2021-09-30 13:40 | 0 | 8186 | 2393 | 1082 | 33 | 0 | 134 | 891
2021-09-30 13:45 | 0 | 8340 | 2413 | 1071 | 0 | 0 | 4 | 891
2021-09-30 13:50 | 0 | 8354 | 2413 | 1071 | 0 | 0 | 0 | 881
2021-09-30 13:55 | 0 | 8354 | 2413 | 1071 | 0 | 0 | 0 | 881
2021-09-30 14:00 | 0 | 8354 | 2413 | 1071 | 0 | 0 | 0 | 881
2021-09-30 14:05 | 0 | 8063 | 2414 | 1361 | 0 | 0 | 0 | 881
2021-09-30 14:10 | 0 | 8063 | 2413 | 1362 | 0 | 0 | 0 | 881
2021-09-30 14:15 | 0 | 8162 | 2493 | 1183 | 0 | 0 | 0 | 881
2021-09-30 14:20 | 0 | 8162 | 2493 | 1183 | 0 | 0 | 0 | 881
2021-09-30 14:25 | 0 | 8354 | 2493 | 991 | 0 | 0 | 0 | 881
2021-09-30 14:30 | 0 | 8354 | 2493 | 991 | 0 | 0 | 0 | 881
2021-09-30 14:35 | 0 | 8322 | 2493 | 732 | 192 | 0 | 0 | 980
2021-09-30 14:40 | 0 | 8421 | 2493 | 732 | 192 | 0 | 0 | 881
2021-09-30 14:45 | 0 | 8421 | 2493 | 924 | 0 | 0 | 0 | 881
2021-09-30 14:50 | 0 | 8613 | 2493 | 732 | 0 | 0 | 0 | 881
2021-09-30 14:55 | 0 | 8613 | 2493 | 732 | 0 | 0 | 0 | 881
2021-09-30 15:00 | 0 | 8613 | 2493 | 732 | 0 | 0 | 0 | 881
2021-09-30 15:05 | 0 | 8813 | 2493 | 732 | 0 | 0 | 0 | 681
2021-09-30 15:10 | 0 | 8813 | 2493 | 732 | 0 | 0 | 0 | 681
2021-09-30 15:15 | 0 | 8813 | 2493 | 732 | 0 | 0 | 0 | 681
2021-09-30 15:20 | 0 | 8813 | 2493 | 732 | 0 | 0 | 0 | 681
2021-09-30 15:25 | 0 | 8813 | 2467 | 758 | 0 | 0 | 0 | 681
2021-09-30 15:30 | 0 | 8813 | 2467 | 758 | 0 | 0 | 0 | 681
2021-09-30 15:35 | 0 | 8813 | 2467 | 758 | 0 | 0 | 0 | 681
2021-09-30 15:40 | 0 | 8813 | 2467 | 758 | 0 | 0 | 0 | 681
2021-09-30 15:45 | 0 | 8813 | 2467 | 758 | 0 | 0 | 0 | 681
2021-09-30 15:50 | 0 | 8811 | 2467 | 758 | 0 | 0 | 0 | 681
2021-09-30 15:55 | 0 | 8811 | 2467 | 758 | 0 | 0 | 0 | 681
2021-09-30 16:00 | 0 | 8811 | 2467 | 758 | 0 | 0 | 0 | 681
2021-09-30 16:05 | 0 | 8517 | 2671 | 758 | 0 | 0 | 0 | 771
2021-09-30 16:10 | 0 | 8811 | 2467 | 758 | 0 | 0 | 0 | 681
2021-09-30 16:15 | 0 | 8811 | 2467 | 758 | 0 | 0 | 0 | 681
2021-09-30 16:20 | 0 | 8813 | 2467 | 758 | 0 | 0 | 0 | 681
2021-09-30 16:25 | 0 | 8813 | 2467 | 758 | 0 | 0 | 0 | 681
2021-09-30 16:30 | 0 | 8813 | 2467 | 758 | 0 | 0 | 0 | 681
2021-09-30 16:35 | 0 | 8481 | 2621 | 770 | 0 | 0 | 0 | 847
2021-09-30 16:40 | 0 | 8813 | 2467 | 770 | 0 | 0 | 0 | 669
2021-09-30 16:45 | 0 | 8813 | 2467 | 770 | 0 | 0 | 0 | 669
2021-09-30 16:50 | 0 | 8813 | 2467 | 770 | 0 | 0 | 0 | 669
2021-09-30 16:55 | 0 | 8815 | 2467 | 770 | 0 | 0 | 0 | 669
2021-09-30 17:00 | 0 | 8815 | 2467 | 770 | 0 | 0 | 0 | 669
2021-09-30 17:05 | 0 | 8934 | 2348 | 770 | 0 | 0 | 0 | 669
2021-09-30 17:10 | 0 | 9045 | 2348 | 770 | 0 | 0 | 0 | 669
2021-09-30 17:15 | 0 | 9045 | 2348 | 770 | 0 | 0 | 0 | 669
2021-09-30 17:20 | 0 | 9045 | 2348 | 770 | 0 | 0 | 0 | 669
2021-09-30 17:25 | 0 | 9045 | 2348 | 770 | 0 | 0 | 0 | 669
2021-09-30 17:30 | 0 | 9045 | 2348 | 770 | 0 | 0 | 0 | 669
2021-09-30 17:35 | 0 | 9097 | 2348 | 770 | 0 | 0 | 0 | 617
2021-09-30 17:40 | 0 | 9097 | 2348 | 770 | 0 | 0 | 0 | 617
2021-09-30 17:45 | 0 | 9097 | 2348 | 770 | 0 | 0 | 0 | 617
2021-09-30 17:50 | 0 | 9097 | 2348 | 770 | 0 | 0 | 0 | 617
2021-09-30 17:55 | 0 | 9097 | 2348 | 770 | 0 | 0 | 0 | 617
2021-09-30 18:00 | 0 | 9097 | 2348 | 770 | 0 | 0 | 0 | 617
2021-09-30 18:05 | 0 | 9097 | 2268 | 850 | 0 | 0 | 0 | 617
2021-09-30 18:10 | 0 | 9097 | 2268 | 850 | 0 | 0 | 0 | 617
2021-09-30 18:15 | 0 | 9097 | 2268 | 850 | 0 | 0 | 0 | 617
2021-09-30 18:20 | 0 | 9097 | 2268 | 850 | 0 | 0 | 0 | 617
2021-09-30 18:25 | 0 | 9097 | 2268 | 850 | 0 | 0 | 0 | 617
2021-09-30 18:30 | 0 | 9097 | 2268 | 850 | 0 | 0 | 0 | 617
2021-09-30 18:35 | 0 | 9097 | 2268 | 850 | 0 | 0 | 0 | 617
2021-09-30 18:40 | 0 | 9045 | 2268 | 850 | 0 | 0 | 0 | 617
2021-09-30 18:45 | 0 | 9043 | 2268 | 850 | 0 | 0 | 0 | 617
2021-09-30 18:50 | 0 | 9043 | 2268 | 850 | 0 | 0 | 0 | 617
2021-09-30 18:55 | 0 | 9043 | 2268 | 850 | 0 | 0 | 0 | 617
2021-09-30 19:00 | 0 | 9043 | 2268 | 850 | 0 | 0 | 0 | 617
2021-09-30 19:05 | 0 | 9043 | 2268 | 850 | 0 | 0 | 0 | 617
2021-09-30 19:10 | 0 | 9095 | 2268 | 850 | 0 | 0 | 0 | 617
2021-09-30 19:15 | 0 | 9097 | 2268 | 850 | 0 | 0 | 0 | 617
2021-09-30 19:20 | 0 | 9097 | 2268 | 850 | 0 | 0 | 0 | 617
2021-09-30 19:25 | 0 | 9097 | 2268 | 850 | 0 | 0 | 0 | 617
2021-09-30 19:30 | 0 | 9097 | 2268 | 850 | 0 | 0 | 0 | 617
2021-09-30 19:35 | 0 | 9097 | 2268 | 850 | 0 | 0 | 0 | 617
2021-09-30 19:40 | 0 | 9084 | 2268 | 850 | 0 | 0 | 0 | 617
2021-09-30 19:45 | 0 | 9084 | 2268 | 850 | 0 | 0 | 0 | 617
2021-09-30 19:50 | 0 | 9084 | 2268 | 850 | 0 | 0 | 0 | 617
2021-09-30 19:55 | 0 | 9084 | 2268 | 850 | 0 | 0 | 0 | 617
2021-09-30 20:00 | 0 | 9084 | 2268 | 850 | 0 | 0 | 0 | 617
2021-09-30 20:05 | 0 | 9084 | 2268 | 850 | 0 | 0 | 0 | 617
2021-09-30 20:10 | 0 | 9093 | 2268 | 850 | 0 | 0 | 0 | 617
2021-09-30 20:15 | 0 | 9093 | 2268 | 850 | 0 | 0 | 0 | 617
2021-09-30 20:20 | 0 | 9093 | 2268 | 850 | 0 | 0 | 0 | 617
2021-09-30 20:25 | 0 | 9093 | 2268 | 850 | 0 | 0 | 0 | 617
2021-09-30 20:30 | 0 | 9093 | 2268 | 850 | 0 | 0 | 0 | 617
2021-09-30 20:35 | 0 | 9093 | 2268 | 850 | 0 | 0 | 0 | 617
2021-09-30 20:40 | 0 | 9093 | 2268 | 850 | 0 | 0 | 0 | 617
2021-09-30 20:45 | 0 | 9093 | 2268 | 850 | 0 | 0 | 0 | 617
2021-09-30 20:50 | 0 | 9093 | 2268 | 850 | 0 | 0 | 0 | 617
2021-09-30 20:55 | 0 | 9093 | 2268 | 850 | 0 | 0 | 0 | 617
2021-09-30 21:00 | 0 | 9093 | 2268 | 850 | 0 | 0 | 0 | 617
2021-09-30 21:05 | 0 | 9093 | 2268 | 850 | 0 | 0 | 0 | 617
2021-09-30 21:10 | 0 | 9093 | 2268 | 850 | 0 | 0 | 0 | 617
2021-09-30 21:15 | 0 | 9093 | 2268 | 850 | 0 | 0 | 0 | 617
2021-09-30 21:20 | 0 | 9093 | 2268 | 850 | 0 | 0 | 0 | 617
2021-09-30 21:25 | 0 | 9093 | 2268 | 850 | 0 | 0 | 0 | 617
2021-09-30 21:30 | 0 | 9093 | 2268 | 850 | 0 | 0 | 0 | 617
2021-09-30 21:35 | 0 | 9265 | 2268 | 678 | 0 | 0 | 0 | 617
2021-09-30 21:40 | 0 | 9265 | 2268 | 678 | 0 | 0 | 0 | 617
2021-09-30 21:45 | 0 | 9265 | 2268 | 678 | 0 | 0 | 0 | 617
2021-09-30 21:50 | 0 | 9265 | 2268 | 678 | 0 | 0 | 0 | 617
2021-09-30 21:55 | 0 | 9265 | 2268 | 678 | 0 | 0 | 0 | 617
2021-09-30 22:00 | 0 | 9265 | 2268 | 678 | 0 | 0 | 0 | 617
2021-09-30 22:05 | 0 | 9265 | 2268 | 678 | 0 | 0 | 0 | 617
2021-09-30 22:10 | 0 | 9265 | 2268 | 678 | 0 | 0 | 0 | 617
2021-09-30 22:15 | 0 | 9265 | 2268 | 678 | 0 | 0 | 0 | 617
2021-09-30 22:20 | 0 | 9265 | 2268 | 678 | 0 | 0 | 0 | 617
2021-09-30 22:25 | 0 | 9265 | 2268 | 678 | 0 | 0 | 0 | 617
2021-09-30 22:30 | 0 | 9265 | 2268 | 678 | 0 | 0 | 0 | 617
2021-09-30 22:35 | 0 | 9265 | 2268 | 678 | 0 | 0 | 0 | 617
2021-09-30 22:40 | 0 | 9265 | 2268 | 678 | 0 | 0 | 0 | 617
2021-09-30 22:45 | 0 | 9265 | 2268 | 678 | 0 | 0 | 0 | 617
2021-09-30 22:50 | 0 | 9265 | 2268 | 678 | 0 | 0 | 0 | 617
2021-09-30 22:55 | 0 | 9265 | 2268 | 678 | 0 | 0 | 0 | 617
2021-09-30 23:00 | 0 | 9265 | 2268 | 678 | 0 | 0 | 0 | 617
2021-09-30 23:05 | 0 | 9265 | 2268 | 678 | 0 | 0 | 0 | 617
2021-09-30 23:10 | 0 | 9265 | 2268 | 678 | 0 | 0 | 0 | 617
2021-09-30 23:15 | 0 | 9265 | 2268 | 678 | 0 | 0 | 0 | 617
2021-09-30 23:20 | 0 | 9265 | 2268 | 678 | 0 | 0 | 0 | 617
2021-09-30 23:25 | 0 | 9265 | 2268 | 678 | 0 | 0 | 0 | 617
2021-09-30 23:30 | 0 | 9265 | 2268 | 678 | 0 | 0 | 0 | 617
2021-09-30 23:35 | 0 | 9265 | 2268 | 678 | 0 | 0 | 0 | 617
2021-09-30 23:40 | 0 | 9265 | 2268 | 678 | 0 | 0 | 0 | 617
2021-09-30 23:45 | 0 | 9265 | 2268 | 678 | 0 | 0 | 0 | 617
2021-09-30 23:50 | 0 | 9265 | 2268 | 678 | 0 | 0 | 0 | 617
2021-09-30 23:55 | 0 | 9265 | 2268 | 678 | 0 | 0 | 0 | 617
2021-10-01 | 0 | 9265 | 2268 | 678 | 0 | 0 | 0 | 617
2021-10-01 00:05 | 0 | 7665 | 3329 | 1171 | 46 | 0 | 0 | 617
2021-10-01 00:10 | 0 | 7193 | 3435 | 1383 | 200 | 0 | 0 | 617
2021-10-01 00:15 | 0 | 7191 | 3435 | 1383 | 200 | 0 | 0 | 617
2021-10-01 00:20 | 0 | 7191 | 3435 | 1383 | 200 | 0 | 0 | 617
2021-10-01 00:25 | 0 | 7191 | 3435 | 1383 | 200 | 0 | 0 | 617
2021-10-01 00:30 | 0 | 7191 | 3435 | 1383 | 200 | 0 | 0 | 617
2021-10-01 00:35 | 0 | 7191 | 3435 | 1383 | 200 | 0 | 0 | 617
2021-10-01 00:40 | 0 | 7191 | 3435 | 1383 | 200 | 0 | 0 | 617
2021-10-01 00:45 | 0 | 7143 | 3483 | 1383 | 200 | 0 | 0 | 617
2021-10-01 00:50 | 0 | 7191 | 3435 | 1383 | 200 | 0 | 0 | 617
2021-10-01 00:55 | 0 | 7191 | 3435 | 1383 | 200 | 0 | 0 | 617
2021-10-01 01:00 | 0 | 7191 | 3435 | 1383 | 200 | 0 | 0 | 617
2021-10-01 01:05 | 0 | 7191 | 3435 | 1383 | 200 | 0 | 0 | 617
2021-10-01 01:10 | 0 | 7191 | 3435 | 1383 | 200 | 0 | 0 | 617
2021-10-01 01:15 | 0 | 7191 | 3435 | 1383 | 200 | 0 | 0 | 617
2021-10-01 01:20 | 0 | 7191 | 3435 | 1383 | 200 | 0 | 0 | 617
2021-10-01 01:25 | 0 | 7191 | 3435 | 1383 | 200 | 0 | 0 | 617
2021-10-01 01:30 | 0 | 7191 | 3435 | 1383 | 200 | 0 | 0 | 617
2021-10-01 01:35 | 0 | 7191 | 3435 | 1383 | 200 | 0 | 0 | 617
2021-10-01 01:40 | 0 | 7191 | 3435 | 1383 | 200 | 0 | 0 | 617
2021-10-01 01:45 | 0 | 7191 | 3435 | 1383 | 200 | 0 | 0 | 617
2021-10-01 01:50 | 0 | 7191 | 3435 | 1383 | 200 | 0 | 0 | 617
2021-10-01 01:55 | 0 | 7191 | 3435 | 1383 | 200 | 0 | 0 | 617
2021-10-01 02:00 | 0 | 7191 | 3435 | 1383 | 200 | 0 | 0 | 617
2021-10-01 02:05 | 0 | 6991 | 3435 | 1383 | 200 | 0 | 200 | 617
2021-10-01 02:10 | 0 | 6991 | 3435 | 1383 | 200 | 0 | 200 | 617
2021-10-01 02:15 | 0 | 7191 | 3435 | 1383 | 200 | 0 | 0 | 617
2021-10-01 02:20 | 0 | 7191 | 3435 | 1383 | 200 | 0 | 0 | 617
2021-10-01 02:25 | 0 | 6991 | 3435 | 1383 | 200 | 0 | 200 | 617
2021-10-01 02:30 | 0 | 6991 | 3435 | 1383 | 200 | 0 | 200 | 617
2021-10-01 02:35 | 0 | 6991 | 3435 | 1383 | 200 | 0 | 200 | 617
2021-10-01 02:40 | 0 | 6991 | 3435 | 1383 | 200 | 0 | 200 | 617
2021-10-01 02:45 | 0 | 6991 | 3435 | 1383 | 200 | 0 | 200 | 617
2021-10-01 02:50 | 0 | 6991 | 3435 | 1383 | 200 | 0 | 200 | 617
2021-10-01 02:55 | 0 | 6991 | 3435 | 1383 | 200 | 0 | 200 | 617
2021-10-01 03:00 | 0 | 6991 | 3435 | 1383 | 200 | 0 | 200 | 617
2021-10-01 03:05 | 0 | 6991 | 3435 | 1383 | 200 | 0 | 200 | 617
2021-10-01 03:10 | 0 | 6991 | 3435 | 1383 | 200 | 0 | 200 | 617
2021-10-01 03:15 | 0 | 6991 | 3435 | 1383 | 200 | 0 | 200 | 617
2021-10-01 03:20 | 0 | 6991 | 3435 | 1383 | 200 | 0 | 200 | 617
2021-10-01 03:25 | 0 | 6991 | 3435 | 1383 | 200 | 0 | 200 | 617
2021-10-01 03:30 | 0 | 6991 | 3435 | 1383 | 200 | 0 | 200 | 617
2021-10-01 03:35 | 0 | 6991 | 3435 | 1383 | 200 | 0 | 200 | 617
2021-10-01 03:40 | 0 | 7191 | 3435 | 1383 | 200 | 0 | 0 | 617
2021-10-01 03:45 | 0 | 7191 | 3435 | 1383 | 200 | 0 | 0 | 617
2021-10-01 03:50 | 0 | 7191 | 3435 | 1383 | 200 | 0 | 0 | 617
2021-10-01 03:55 | 0 | 7191 | 3435 | 1383 | 200 | 0 | 0 | 617
2021-10-01 04:00 | 0 | 7191 | 3435 | 1383 | 200 | 0 | 0 | 617
2021-10-01 04:05 | 0 | 4976 | 3907 | 2939 | 200 | 0 | 200 | 585
2021-10-01 04:10 | 0 | 5172 | 3907 | 2939 | 200 | 0 | 0 | 585
2021-10-01 04:15 | 0 | 5316 | 3788 | 2939 | 200 | 0 | 0 | 585
2021-10-01 04:20 | 0 | 5059 | 3831 | 2944 | 209 | 0 | 200 | 585
2021-10-01 04:25 | 0 | 5259 | 3832 | 2944 | 207 | 0 | 0 | 585
2021-10-01 04:30 | 0 | 5258 | 3831 | 2944 | 209 | 0 | 0 | 585
2021-10-01 04:35 | 0 | 5258 | 3831 | 2944 | 209 | 0 | 0 | 585
2021-10-01 04:40 | 0 | 5258 | 3831 | 2944 | 209 | 0 | 0 | 585
2021-10-01 04:45 | 0 | 5258 | 3831 | 2944 | 209 | 0 | 0 | 585
2021-10-01 04:50 | 0 | 5259 | 3832 | 2945 | 206 | 0 | 0 | 585
2021-10-01 04:55 | 0 | 5258 | 3831 | 2944 | 209 | 0 | 0 | 585
2021-10-01 05:00 | 0 | 5258 | 3831 | 2944 | 209 | 0 | 0 | 585
2021-10-01 05:05 | 0 | 5258 | 3831 | 2944 | 209 | 0 | 0 | 585
2021-10-01 05:10 | 0 | 5258 | 3831 | 2944 | 209 | 0 | 0 | 585
2021-10-01 05:15 | 0 | 5258 | 3831 | 2944 | 209 | 0 | 0 | 585
2021-10-01 05:20 | 0 | 5258 | 3831 | 2944 | 209 | 0 | 0 | 585
2021-10-01 05:25 | 0 | 5662 | 3435 | 2945 | 200 | 0 | 0 | 585
2021-10-01 05:30 | 0 | 5719 | 3378 | 2945 | 200 | 0 | 0 | 585
2021-10-01 05:35 | 0 | 5719 | 3378 | 2945 | 200 | 0 | 0 | 585
2021-10-01 05:40 | 0 | 5719 | 3378 | 2945 | 200 | 0 | 0 | 585
2021-10-01 05:45 | 0 | 5719 | 3378 | 2945 | 200 | 0 | 0 | 585
2021-10-01 05:50 | 0 | 5719 | 3378 | 2945 | 200 | 0 | 0 | 585
2021-10-01 05:55 | 0 | 5719 | 3378 | 2945 | 200 | 0 | 0 | 585
2021-10-01 06:00 | 0 | 5719 | 3378 | 2945 | 200 | 0 | 0 | 585
2021-10-01 06:05 | 0 | 5600 | 3497 | 2945 | 200 | 0 | 0 | 585
2021-10-01 06:10 | 0 | 5600 | 3497 | 2945 | 200 | 0 | 0 | 585
2021-10-01 06:15 | 0 | 5600 | 3497 | 2945 | 200 | 0 | 0 | 585
2021-10-01 06:20 | 0 | 5600 | 3497 | 2945 | 200 | 0 | 0 | 585
2021-10-01 06:25 | 0 | 5600 | 3497 | 2945 | 200 | 0 | 0 | 585
2021-10-01 06:30 | 0 | 5600 | 3497 | 2945 | 200 | 0 | 0 | 585
2021-10-01 06:35 | 0 | 5719 | 3378 | 2945 | 200 | 0 | 0 | 585
2021-10-01 06:40 | 0 | 5719 | 3378 | 2945 | 200 | 0 | 0 | 585
2021-10-01 06:45 | 0 | 5719 | 3378 | 2945 | 200 | 0 | 0 | 585
2021-10-01 06:50 | 0 | 5719 | 3378 | 2945 | 200 | 0 | 0 | 585
2021-10-01 06:55 | 0 | 5719 | 3378 | 2945 | 200 | 0 | 0 | 585
2021-10-01 07:00 | 0 | 5719 | 3378 | 2945 | 200 | 0 | 0 | 585
2021-10-01 07:05 | 0 | 5719 | 3378 | 2945 | 200 | 0 | 0 | 585
2021-10-01 07:10 | 0 | 5719 | 3378 | 2945 | 200 | 0 | 0 | 585
2021-10-01 07:15 | 0 | 5919 | 3310 | 2813 | 200 | 0 | 0 | 585
2021-10-01 07:20 | 0 | 5919 | 3310 | 2813 | 200 | 0 | 0 | 585
2021-10-01 07:25 | 0 | 5919 | 3310 | 2813 | 200 | 0 | 0 | 585
2021-10-01 07:30 | 0 | 5919 | 3310 | 2813 | 200 | 0 | 0 | 585
2021-10-01 07:35 | 0 | 5919 | 3310 | 2813 | 200 | 0 | 0 | 585
2021-10-01 07:40 | 0 | 5919 | 3310 | 2813 | 200 | 0 | 0 | 585
2021-10-01 07:45 | 0 | 5919 | 3310 | 2813 | 200 | 0 | 0 | 585
2021-10-01 07:50 | 0 | 6241 | 2988 | 2813 | 200 | 0 | 0 | 585
2021-10-01 07:55 | 0 | 6241 | 2988 | 2813 | 200 | 0 | 0 | 585
2021-10-01 08:00 | 0 | 6241 | 2988 | 2813 | 200 | 0 | 0 | 585
2021-10-01 08:05 | 0 | 6337 | 2988 | 2751 | 154 | 0 | 0 | 597
2021-10-01 08:10 | 0 | 6990 | 2586 | 2502 | 154 | 0 | 0 | 597
2021-10-01 08:15 | 0 | 6990 | 2586 | 2502 | 154 | 0 | 0 | 597
2021-10-01 08:20 | 0 | 6990 | 2586 | 2502 | 154 | 0 | 0 | 597
2021-10-01 08:25 | 0 | 6990 | 2586 | 2502 | 154 | 0 | 0 | 597
2021-10-01 08:30 | 0 | 7140 | 2586 | 2352 | 154 | 0 | 0 | 597
2021-10-01 08:35 | 0 | 7154 | 2578 | 2346 | 154 | 0 | 0 | 597
2021-10-01 08:40 | 0 | 7228 | 2583 | 2265 | 154 | 0 | 0 | 597
2021-10-01 08:45 | 0 | 7237 | 2578 | 2259 | 154 | 0 | 0 | 597
2021-10-01 08:50 | 0 | 6946 | 2578 | 2550 | 154 | 0 | 0 | 597
2021-10-01 08:55 | 0 | 6994 | 2621 | 2457 | 154 | 0 | 0 | 597
2021-10-01 09:00 | 0 | 6910 | 2681 | 2481 | 154 | 0 | 0 | 597
2021-10-01 09:05 | 0 | 6619 | 2800 | 2653 | 154 | 0 | 0 | 597
2021-10-01 09:10 | 0 | 6331 | 3088 | 2653 | 154 | 0 | 0 | 597
2021-10-01 09:15 | 0 | 6331 | 3088 | 2653 | 154 | 0 | 0 | 597
2021-10-01 09:20 | 0 | 6331 | 3088 | 2653 | 154 | 0 | 0 | 597
2021-10-01 09:25 | 0 | 6331 | 3088 | 2653 | 154 | 0 | 0 | 597
2021-10-01 09:30 | 0 | 6331 | 3088 | 2653 | 154 | 0 | 0 | 597
2021-10-01 09:35 | 0 | 6331 | 3088 | 2653 | 154 | 0 | 0 | 597
2021-10-01 09:40 | 0 | 6358 | 3088 | 2626 | 154 | 0 | 0 | 597
2021-10-01 09:45 | 0 | 6228 | 3218 | 2626 | 154 | 0 | 0 | 597
2021-10-01 09:50 | 0 | 6257 | 3242 | 2680 | 154 | 0 | 0 | 597
2021-10-01 09:55 | 0 | 6230 | 3245 | 2704 | 154 | 0 | 0 | 597
2021-10-01 10:00 | 0 | 6230 | 3111 | 2838 | 154 | 0 | 0 | 597
2021-10-01 10:05 | 0 | 6230 | 3242 | 2707 | 154 | 0 | 0 | 597
2021-10-01 10:10 | 0 | 6288 | 3242 | 2707 | 98 | 0 | 0 | 597
2021-10-01 10:15 | 0 | 6232 | 3242 | 2707 | 154 | 0 | 0 | 597
2021-10-01 10:20 | 0 | 6602 | 3117 | 2616 | 0 | 0 | 0 | 597
2021-10-01 10:25 | 0 | 6448 | 3215 | 2518 | 154 | 0 | 0 | 597
2021-10-01 10:30 | 0 | 6081 | 3209 | 2713 | 154 | 0 | 0 | 775
2021-10-01 10:35 | 0 | 6009 | 3209 | 2713 | 154 | 0 | 72 | 775
2021-10-01 10:40 | 0 | 6548 | 3340 | 2291 | 154 | 0 | 0 | 597
2021-10-01 10:45 | 0 | 6548 | 3340 | 2291 | 154 | 0 | 0 | 597
2021-10-01 10:50 | 0 | 6230 | 3340 | 2609 | 154 | 0 | 0 | 597
2021-10-01 10:55 | 0 | 6320 | 3340 | 2519 | 154 | 0 | 0 | 597
2021-10-01 11:00 | 0 | 6230 | 3340 | 2609 | 154 | 0 | 0 | 597
2021-10-01 11:05 | 0 | 6323 | 3343 | 2441 | 154 | 0 | 72 | 597
2021-10-01 11:10 | 0 | 6359 | 3212 | 2331 | 154 | 0 | 72 | 802
2021-10-01 11:15 | 0 | 6396 | 3190 | 2494 | 154 | 0 | 72 | 624
2021-10-01 11:20 | 0 | 6544 | 3190 | 2418 | 154 | 0 | 0 | 624
2021-10-01 11:25 | 0 | 6326 | 3009 | 2639 | 154 | 0 | 0 | 802
2021-10-01 11:30 | 0 | 6467 | 3143 | 2470 | 154 | 0 | 72 | 624
2021-10-01 11:35 | 0 | 6166 | 3314 | 2449 | 154 | 0 | 72 | 775
2021-10-01 11:40 | 0 | 6193 | 3220 | 2516 | 154 | 0 | 72 | 775
2021-10-01 11:45 | 0 | 6285 | 3212 | 2473 | 154 | 0 | 0 | 797
2021-10-01 11:50 | 0 | 6080 | 3012 | 2628 | 154 | 0 | 72 | 975
2021-10-01 11:55 | 0 | 6030 | 3068 | 2622 | 154 | 0 | 72 | 975
2021-10-01 12:00 | 0 | 6227 | 3059 | 2634 | 154 | 0 | 72 | 775
2021-10-01 12:05 | 0 | 6121 | 2961 | 2838 | 154 | 0 | 72 | 775
2021-10-01 12:10 | 0 | 6022 | 3333 | 2486 | 193 | 0 | 113 | 775
2021-10-01 12:15 | 0 | 5651 | 3323 | 2648 | 275 | 0 | 250 | 775
2021-10-01 12:20 | 0 | 6062 | 3047 | 2746 | 258 | 0 | 34 | 775
2021-10-01 12:25 | 0 | 5974 | 3047 | 2820 | 265 | 0 | 41 | 775
2021-10-01 12:30 | 0 | 5884 | 3137 | 2804 | 275 | 0 | 47 | 775
2021-10-01 12:35 | 0 | 5262 | 3348 | 3220 | 272 | 0 | 45 | 775
2021-10-01 12:40 | 0 | 5401 | 3272 | 3186 | 258 | 0 | 31 | 775
2021-10-01 12:45 | 0 | 5401 | 3272 | 3158 | 272 | 0 | 45 | 775
2021-10-01 12:50 | 0 | 5474 | 3111 | 3274 | 258 | 0 | 31 | 775
2021-10-01 12:55 | 0 | 5474 | 3111 | 3274 | 258 | 0 | 31 | 775
2021-10-01 13:00 | 0 | 5263 | 3322 | 3246 | 272 | 0 | 45 | 775
2021-10-01 13:05 | 0 | 5251 | 3272 | 3308 | 272 | 0 | 45 | 775
2021-10-01 13:10 | 0 | 5135 | 3313 | 3186 | 258 | 0 | 256 | 775
2021-10-01 13:15 | 0 | 5585 | 3064 | 3210 | 258 | 0 | 31 | 775
2021-10-01 13:20 | 0 | 5201 | 3272 | 3186 | 258 | 0 | 231 | 775
2021-10-01 13:25 | 0 | 4938 | 3326 | 3370 | 258 | 0 | 256 | 775
2021-10-01 13:30 | 0 | 5051 | 3272 | 3308 | 272 | 0 | 245 | 775
2021-10-01 13:35 | 0 | 5412 | 3297 | 2925 | 258 | 0 | 256 | 775
2021-10-01 13:40 | 0 | 5662 | 3272 | 2897 | 272 | 0 | 45 | 775
2021-10-01 13:45 | 0 | 5385 | 3275 | 2771 | 272 | 0 | 245 | 975
2021-10-01 13:50 | 0 | 5211 | 2928 | 3246 | 318 | 0 | 245 | 975
2021-10-01 13:55 | 0 | 4924 | 2982 | 3507 | 304 | 0 | 231 | 975
2021-10-01 14:00 | 0 | 5170 | 2978 | 3511 | 258 | 0 | 31 | 975
2021-10-01 14:05 | 0 | 5580 | 2981 | 3298 | 258 | 0 | 31 | 775
2021-10-01 14:10 | 0 | 5580 | 2981 | 3298 | 258 | 0 | 31 | 775
2021-10-01 14:15 | 0 | 5607 | 2978 | 3274 | 258 | 0 | 31 | 775
2021-10-01 14:20 | 0 | 5668 | 2981 | 3210 | 258 | 0 | 31 | 775
2021-10-01 14:25 | 0 | 5507 | 3142 | 3210 | 258 | 0 | 31 | 775
2021-10-01 14:30 | 0 | 5201 | 3272 | 3186 | 258 | 0 | 231 | 775
2021-10-01 14:35 | 0 | 5812 | 3272 | 2775 | 258 | 0 | 31 | 775
2021-10-01 14:40 | 0 | 6201 | 3098 | 2801 | 226 | 0 | 0 | 597
2021-10-01 14:45 | 0 | 6201 | 3098 | 2801 | 226 | 0 | 0 | 597
2021-10-01 14:50 | 0 | 5990 | 3309 | 2801 | 226 | 0 | 0 | 597
2021-10-01 14:55 | 0 | 5990 | 3309 | 2801 | 226 | 0 | 0 | 597
2021-10-01 15:00 | 0 | 5990 | 3309 | 2801 | 226 | 0 | 0 | 597
2021-10-01 15:05 | 0 | 5908 | 3101 | 2913 | 226 | 0 | 0 | 775
2021-10-01 15:10 | 0 | 5628 | 3083 | 3005 | 230 | 0 | 200 | 775
2021-10-01 15:15 | 0 | 6154 | 2965 | 2801 | 226 | 0 | 0 | 775
2021-10-01 15:20 | 0 | 6332 | 2965 | 2801 | 226 | 0 | 0 | 597
2021-10-01 15:25 | 0 | 6094 | 3179 | 2825 | 226 | 0 | 0 | 597
2021-10-01 15:30 | 0 | 6007 | 3089 | 3002 | 226 | 0 | 0 | 597
2021-10-01 15:35 | 0 | 6034 | 3086 | 2978 | 226 | 0 | 0 | 597
2021-10-01 15:40 | 0 | 5765 | 3245 | 3088 | 226 | 0 | 0 | 597
2021-10-01 15:45 | 0 | 5930 | 3034 | 3088 | 272 | 0 | 0 | 597
2021-10-01 15:50 | 0 | 5748 | 3084 | 3088 | 226 | 0 | 0 | 775
2021-10-01 15:55 | 0 | 5569 | 3217 | 3088 | 272 | 0 | 0 | 775
2021-10-01 16:00 | 0 | 5539 | 3115 | 3220 | 272 | 0 | 0 | 775
2021-10-01 16:05 | 0 | 5451 | 3115 | 3308 | 272 | 0 | 0 | 775
2021-10-01 16:10 | 0 | 5184 | 3315 | 3557 | 272 | 0 | 0 | 597
2021-10-01 16:15 | 0 | 5184 | 3315 | 3557 | 272 | 0 | 0 | 597
2021-10-01 16:20 | 0 | 5184 | 3315 | 3557 | 272 | 0 | 0 | 597
2021-10-01 16:25 | 0 | 5353 | 3268 | 3437 | 272 | 0 | 0 | 597
2021-10-01 16:30 | 0 | 5635 | 3115 | 3308 | 272 | 0 | 0 | 597
2021-10-01 16:35 | 0 | 5465 | 3285 | 3320 | 272 | 0 | 0 | 585
2021-10-01 16:40 | 0 | 5596 | 3152 | 3320 | 272 | 0 | 0 | 585
2021-10-01 16:45 | 0 | 5570 | 3155 | 3343 | 272 | 0 | 0 | 585
2021-10-01 16:50 | 0 | 5570 | 3155 | 3343 | 272 | 0 | 0 | 585
2021-10-01 16:55 | 0 | 5750 | 3243 | 3229 | 118 | 0 | 0 | 585
2021-10-01 17:00 | 0 | 5822 | 3243 | 3229 | 46 | 0 | 0 | 585
2021-10-01 17:05 | 0 | 5927 | 3203 | 3164 | 46 | 0 | 0 | 585
2021-10-01 17:10 | 0 | 5829 | 3203 | 3164 | 144 | 0 | 0 | 585
2021-10-01 17:15 | 0 | 5773 | 3203 | 3164 | 200 | 0 | 0 | 585
2021-10-01 17:20 | 0 | 5640 | 3336 | 3164 | 200 | 0 | 0 | 585
2021-10-01 17:25 | 0 | 5640 | 3336 | 3164 | 200 | 0 | 0 | 585
2021-10-01 17:30 | 0 | 4869 | 3767 | 3504 | 200 | 0 | 0 | 585
2021-10-01 17:35 | 0 | 4869 | 3767 | 3504 | 200 | 0 | 0 | 585
2021-10-01 17:40 | 0 | 5315 | 3383 | 3444 | 200 | 0 | 0 | 585
2021-10-01 17:45 | 0 | 5536 | 3353 | 3255 | 200 | 0 | 0 | 585
2021-10-01 17:50 | 0 | 5536 | 3353 | 3255 | 200 | 0 | 0 | 585
2021-10-01 17:55 | 0 | 5536 | 3353 | 3255 | 200 | 0 | 0 | 585
2021-10-01 18:00 | 0 | 5536 | 3353 | 3255 | 200 | 0 | 0 | 585
2021-10-01 18:05 | 0 | 5536 | 3353 | 3255 | 200 | 0 | 0 | 585
2021-10-01 18:10 | 0 | 4873 | 3767 | 3504 | 200 | 0 | 0 | 585
2021-10-01 18:15 | 0 | 4873 | 3767 | 3504 | 200 | 0 | 0 | 585
2021-10-01 18:20 | 0 | 4873 | 3767 | 3504 | 200 | 0 | 0 | 585
2021-10-01 18:25 | 0 | 4873 | 3767 | 3504 | 200 | 0 | 0 | 585
2021-10-01 18:30 | 0 | 4873 | 3858 | 3413 | 200 | 0 | 0 | 585
2021-10-01 18:35 | 0 | 4873 | 3858 | 3413 | 200 | 0 | 0 | 585
2021-10-01 18:40 | 0 | 4873 | 3858 | 3413 | 200 | 0 | 0 | 585
2021-10-01 18:45 | 0 | 4873 | 3858 | 3413 | 200 | 0 | 0 | 585
2021-10-01 18:50 | 0 | 4873 | 3858 | 3413 | 200 | 0 | 0 | 585
2021-10-01 18:55 | 0 | 4873 | 3858 | 3413 | 200 | 0 | 0 | 585
2021-10-01 19:00 | 0 | 4873 | 3767 | 3504 | 200 | 0 | 0 | 585
2021-10-01 19:05 | 0 | 4873 | 3767 | 3504 | 200 | 0 | 0 | 585
2021-10-01 19:10 | 0 | 4873 | 3767 | 3504 | 200 | 0 | 0 | 585
2021-10-01 19:15 | 0 | 4873 | 3767 | 3504 | 200 | 0 | 0 | 585
2021-10-01 19:20 | 0 | 4873 | 3767 | 3504 | 200 | 0 | 0 | 585
2021-10-01 19:25 | 0 | 4873 | 3767 | 3504 | 200 | 0 | 0 | 585
2021-10-01 19:30 | 0 | 4873 | 3767 | 3504 | 200 | 0 | 0 | 585
2021-10-01 19:35 | 0 | 4873 | 3767 | 3504 | 200 | 0 | 0 | 585
2021-10-01 19:40 | 0 | 4873 | 3767 | 3504 | 200 | 0 | 0 | 585
2021-10-01 19:45 | 0 | 4873 | 3767 | 3504 | 200 | 0 | 0 | 585
2021-10-01 19:50 | 0 | 4873 | 3767 | 3504 | 200 | 0 | 0 | 585
2021-10-01 19:55 | 0 | 4873 | 3767 | 3504 | 200 | 0 | 0 | 585
2021-10-01 20:00 | 0 | 4873 | 3767 | 3504 | 200 | 0 | 0 | 585
2021-10-01 20:05 | 0 | 4873 | 3767 | 3504 | 200 | 0 | 0 | 585
2021-10-01 20:10 | 0 | 4873 | 3767 | 3504 | 200 | 0 | 0 | 585
2021-10-01 20:15 | 0 | 4873 | 3767 | 3504 | 200 | 0 | 0 | 585
2021-10-01 20:20 | 0 | 4873 | 3767 | 3504 | 200 | 0 | 0 | 585
2021-10-01 20:25 | 0 | 4873 | 3767 | 3504 | 200 | 0 | 0 | 585
2021-10-01 20:30 | 0 | 4873 | 3767 | 3504 | 200 | 0 | 0 | 585
2021-10-01 20:35 | 0 | 4873 | 3767 | 3504 | 200 | 0 | 0 | 585
2021-10-01 20:40 | 0 | 4873 | 3767 | 3504 | 200 | 0 | 0 | 585
2021-10-01 20:45 | 0 | 4873 | 3767 | 3504 | 200 | 0 | 0 | 585
2021-10-01 20:50 | 0 | 4873 | 3767 | 3504 | 200 | 0 | 0 | 585
2021-10-01 20:55 | 0 | 4873 | 3767 | 3504 | 200 | 0 | 0 | 585
2021-10-01 21:00 | 0 | 4873 | 3767 | 3504 | 200 | 0 | 0 | 585
2021-10-01 21:05 | 0 | 4873 | 3767 | 3504 | 200 | 0 | 0 | 585
2021-10-01 21:10 | 0 | 4873 | 3767 | 3504 | 200 | 0 | 0 | 585
2021-10-01 21:15 | 0 | 4871 | 3767 | 3504 | 200 | 0 | 0 | 585
2021-10-01 21:20 | 0 | 4871 | 3767 | 3504 | 200 | 0 | 0 | 585
2021-10-01 21:25 | 0 | 4871 | 3767 | 3504 | 200 | 0 | 0 | 585
2021-10-01 21:30 | 0 | 4871 | 3767 | 3504 | 200 | 0 | 0 | 585
2021-10-01 21:35 | 0 | 5193 | 3445 | 3504 | 200 | 0 | 0 | 585
2021-10-01 21:40 | 0 | 5193 | 3445 | 3504 | 200 | 0 | 0 | 585
2021-10-01 21:45 | 0 | 5195 | 3445 | 3504 | 200 | 0 | 0 | 585
2021-10-01 21:50 | 0 | 5195 | 3445 | 3504 | 200 | 0 | 0 | 585
2021-10-01 21:55 | 0 | 5195 | 3445 | 3504 | 200 | 0 | 0 | 585
2021-10-01 22:00 | 0 | 5195 | 3445 | 3504 | 200 | 0 | 0 | 585
2021-10-01 22:05 | 0 | 5195 | 3445 | 3504 | 200 | 0 | 0 | 585
2021-10-01 22:10 | 0 | 4873 | 3767 | 3504 | 200 | 0 | 0 | 585
2021-10-01 22:15 | 0 | 4873 | 3767 | 3504 | 200 | 0 | 0 | 585
2021-10-01 22:20 | 0 | 4873 | 3767 | 3504 | 200 | 0 | 0 | 585
2021-10-01 22:25 | 0 | 4873 | 3767 | 3504 | 200 | 0 | 0 | 585
2021-10-01 22:30 | 0 | 4873 | 3767 | 3504 | 200 | 0 | 0 | 585
2021-10-01 22:35 | 0 | 4873 | 3767 | 3504 | 200 | 0 | 0 | 585
2021-10-01 22:40 | 0 | 4873 | 3767 | 3504 | 200 | 0 | 0 | 585
2021-10-01 22:45 | 0 | 4873 | 3767 | 3504 | 200 | 0 | 0 | 585
2021-10-01 22:50 | 0 | 4873 | 3767 | 3504 | 200 | 0 | 0 | 585
2021-10-01 22:55 | 0 | 4873 | 3767 | 3504 | 200 | 0 | 0 | 585
2021-10-01 23:00 | 0 | 4873 | 3767 | 3504 | 200 | 0 | 0 | 585
2021-10-01 23:05 | 0 | 4873 | 3767 | 3504 | 200 | 0 | 0 | 585
2021-10-01 23:10 | 0 | 4873 | 3767 | 3504 | 200 | 0 | 0 | 585
2021-10-01 23:15 | 0 | 4873 | 3767 | 3504 | 200 | 0 | 0 | 585
2021-10-01 23:20 | 0 | 4873 | 3767 | 3504 | 200 | 0 | 0 | 585
2021-10-01 23:25 | 0 | 4873 | 3767 | 3504 | 200 | 0 | 0 | 585
2021-10-01 23:30 | 0 | 4873 | 3767 | 3504 | 200 | 0 | 0 | 585
2021-10-01 23:35 | 0 | 4873 | 3767 | 3504 | 200 | 0 | 0 | 585
2021-10-01 23:40 | 0 | 4873 | 3767 | 3504 | 200 | 0 | 0 | 585
2021-10-01 23:45 | 0 | 4873 | 3767 | 3504 | 200 | 0 | 0 | 585
2021-10-01 23:50 | 0 | 4873 | 3767 | 3504 | 200 | 0 | 0 | 585
2021-10-01 23:55 | 0 | 4873 | 3767 | 3504 | 200 | 0 | 0 | 585
2021-10-02 | 0 | 4873 | 3767 | 3504 | 200 | 0 | 0 | 585
2021-10-02 00:05 | 0 | 4873 | 3767 | 3504 | 200 | 0 | 0 | 585
2021-10-02 00:10 | 0 | 5195 | 3445 | 3504 | 200 | 0 | 0 | 585
2021-10-02 00:15 | 0 | 5195 | 3445 | 3504 | 200 | 0 | 0 | 585
2021-10-02 00:20 | 0 | 5195 | 3445 | 3504 | 200 | 0 | 0 | 585
2021-10-02 00:25 | 0 | 5195 | 3445 | 3504 | 200 | 0 | 0 | 585
2021-10-02 00:30 | 0 | 5195 | 3445 | 3504 | 200 | 0 | 0 | 585
2021-10-02 00:35 | 0 | 5195 | 3445 | 3504 | 200 | 0 | 0 | 585
2021-10-02 00:40 | 0 | 5195 | 3445 | 3504 | 200 | 0 | 0 | 585
2021-10-02 00:45 | 0 | 5195 | 3445 | 3504 | 200 | 0 | 0 | 585
2021-10-02 00:50 | 0 | 5195 | 3445 | 3504 | 200 | 0 | 0 | 585
2021-10-02 00:55 | 0 | 5195 | 3445 | 3504 | 200 | 0 | 0 | 585
2021-10-02 01:00 | 0 | 5195 | 3445 | 3504 | 200 | 0 | 0 | 585
2021-10-02 01:05 | 0 | 5195 | 3445 | 3504 | 200 | 0 | 0 | 585
2021-10-02 01:10 | 0 | 5195 | 3445 | 3504 | 200 | 0 | 0 | 585
2021-10-02 01:15 | 0 | 5195 | 3445 | 3504 | 200 | 0 | 0 | 585
2021-10-02 01:20 | 0 | 5195 | 3445 | 3504 | 200 | 0 | 0 | 585
2021-10-02 01:25 | 0 | 5195 | 3445 | 3504 | 200 | 0 | 0 | 585
2021-10-02 01:30 | 0 | 5195 | 3445 | 3504 | 200 | 0 | 0 | 585
2021-10-02 01:35 | 0 | 5195 | 3445 | 3504 | 200 | 0 | 0 | 585
2021-10-02 01:40 | 0 | 5195 | 3445 | 3504 | 200 | 0 | 0 | 585
2021-10-02 01:45 | 0 | 5195 | 3445 | 3504 | 200 | 0 | 0 | 585
2021-10-02 01:50 | 0 | 5195 | 3445 | 3504 | 200 | 0 | 0 | 585
2021-10-02 01:55 | 0 | 5195 | 3445 | 3504 | 200 | 0 | 0 | 585
2021-10-02 02:00 | 0 | 5195 | 3445 | 3504 | 200 | 0 | 0 | 585
2021-10-02 02:05 | 0 | 5195 | 3445 | 3504 | 200 | 0 | 0 | 585
2021-10-02 02:10 | 0 | 5195 | 3445 | 3504 | 200 | 0 | 0 | 585
2021-10-02 02:15 | 0 | 5195 | 3445 | 3504 | 200 | 0 | 0 | 585
2021-10-02 02:20 | 0 | 5195 | 3445 | 3504 | 200 | 0 | 0 | 585
2021-10-02 02:25 | 0 | 5195 | 3445 | 3504 | 200 | 0 | 0 | 585
2021-10-02 02:30 | 0 | 5195 | 3445 | 3504 | 200 | 0 | 0 | 585
2021-10-02 02:35 | 0 | 5195 | 3445 | 3504 | 200 | 0 | 0 | 585
2021-10-02 02:40 | 0 | 5195 | 3445 | 3504 | 200 | 0 | 0 | 585
2021-10-02 02:45 | 0 | 5195 | 3445 | 3504 | 200 | 0 | 0 | 585
2021-10-02 02:50 | 0 | 5195 | 3445 | 3504 | 200 | 0 | 0 | 585
2021-10-02 02:55 | 0 | 5195 | 3445 | 3504 | 200 | 0 | 0 | 585
2021-10-02 03:00 | 0 | 5195 | 3445 | 3504 | 200 | 0 | 0 | 585
2021-10-02 03:05 | 0 | 5195 | 3445 | 3504 | 200 | 0 | 0 | 585
2021-10-02 03:10 | 0 | 5195 | 3445 | 3504 | 200 | 0 | 0 | 585
2021-10-02 03:15 | 0 | 5195 | 3445 | 3504 | 200 | 0 | 0 | 585
2021-10-02 03:20 | 0 | 5195 | 3445 | 3504 | 200 | 0 | 0 | 585
2021-10-02 03:25 | 0 | 5195 | 3445 | 3504 | 200 | 0 | 0 | 585
2021-10-02 03:30 | 0 | 5195 | 3445 | 3504 | 200 | 0 | 0 | 585
2021-10-02 03:35 | 0 | 5195 | 3445 | 3504 | 200 | 0 | 0 | 585
2021-10-02 03:40 | 0 | 5195 | 3445 | 3504 | 200 | 0 | 0 | 585
2021-10-02 03:45 | 0 | 5195 | 3445 | 3504 | 200 | 0 | 0 | 585
2021-10-02 03:50 | 0 | 5195 | 3445 | 3504 | 200 | 0 | 0 | 585
2021-10-02 03:55 | 0 | 5195 | 3445 | 3504 | 200 | 0 | 0 | 585
2021-10-02 04:00 | 0 | 5195 | 3445 | 3504 | 200 | 0 | 0 | 585
2021-10-02 04:05 | 0 | 4980 | 3645 | 3504 | 200 | 0 | 0 | 585
2021-10-02 04:10 | 0 | 4980 | 3645 | 3504 | 200 | 0 | 0 | 585
2021-10-02 04:15 | 0 | 4996 | 3645 | 3504 | 200 | 0 | 0 | 585
2021-10-02 04:20 | 0 | 4996 | 3645 | 3504 | 200 | 0 | 0 | 585
2021-10-02 04:25 | 0 | 4995 | 3645 | 3504 | 200 | 0 | 0 | 585
2021-10-02 04:30 | 0 | 4995 | 3645 | 3504 | 200 | 0 | 0 | 585
2021-10-02 04:35 | 0 | 4995 | 3645 | 3504 | 200 | 0 | 0 | 585
2021-10-02 04:40 | 0 | 4995 | 3645 | 3504 | 200 | 0 | 0 | 585
2021-10-02 04:45 | 0 | 4995 | 3645 | 3504 | 200 | 0 | 0 | 585
2021-10-02 04:50 | 0 | 4995 | 3645 | 3504 | 200 | 0 | 0 | 585
2021-10-02 04:55 | 0 | 4995 | 3645 | 3504 | 200 | 0 | 0 | 585
2021-10-02 05:00 | 0 | 4995 | 3645 | 3504 | 200 | 0 | 0 | 585
2021-10-02 05:05 | 0 | 4995 | 3645 | 3504 | 200 | 0 | 0 | 585
2021-10-02 05:10 | 0 | 4995 | 3645 | 3504 | 200 | 0 | 0 | 585
2021-10-02 05:15 | 0 | 4995 | 3645 | 3504 | 200 | 0 | 0 | 585
2021-10-02 05:20 | 0 | 4995 | 3645 | 3504 | 200 | 0 | 0 | 585
2021-10-02 05:25 | 0 | 4995 | 3645 | 3504 | 200 | 0 | 0 | 585
2021-10-02 05:30 | 0 | 4995 | 3645 | 3504 | 200 | 0 | 0 | 585
2021-10-02 05:35 | 0 | 4995 | 3645 | 3504 | 200 | 0 | 0 | 585
2021-10-02 05:40 | 0 | 4995 | 3645 | 3504 | 200 | 0 | 0 | 585
2021-10-02 05:45 | 0 | 4995 | 3645 | 3504 | 200 | 0 | 0 | 585
2021-10-02 05:50 | 0 | 4995 | 3645 | 3504 | 200 | 0 | 0 | 585
2021-10-02 05:55 | 0 | 4995 | 3645 | 3504 | 200 | 0 | 0 | 585
2021-10-02 06:00 | 0 | 4995 | 3645 | 3504 | 200 | 0 | 0 | 585
2021-10-02 06:05 | 0 | 4995 | 3645 | 3504 | 200 | 0 | 0 | 585
2021-10-02 06:10 | 0 | 4995 | 3645 | 3504 | 200 | 0 | 0 | 585
2021-10-02 06:15 | 0 | 4995 | 3645 | 3504 | 200 | 0 | 0 | 585
2021-10-02 06:20 | 0 | 4995 | 3645 | 3504 | 200 | 0 | 0 | 585
2021-10-02 06:25 | 0 | 4995 | 3645 | 3504 | 200 | 0 | 0 | 585
2021-10-02 06:30 | 0 | 4995 | 3645 | 3504 | 200 | 0 | 0 | 585
2021-10-02 06:35 | 0 | 4995 | 3645 | 3504 | 200 | 0 | 0 | 585
2021-10-02 06:40 | 0 | 4995 | 3645 | 3504 | 200 | 0 | 0 | 585
2021-10-02 06:45 | 0 | 4995 | 3645 | 3504 | 200 | 0 | 0 | 585
2021-10-02 06:50 | 0 | 4995 | 3645 | 3504 | 200 | 0 | 0 | 585
2021-10-02 06:55 | 0 | 4817 | 3645 | 3504 | 200 | 0 | 0 | 763
2021-10-02 07:00 | 0 | 4923 | 3645 | 3504 | 272 | 0 | 0 | 585
2021-10-02 07:05 | 0 | 4923 | 3645 | 3504 | 272 | 0 | 0 | 585
2021-10-02 07:10 | 0 | 4745 | 3645 | 3504 | 272 | 0 | 0 | 763
2021-10-02 07:15 | 0 | 4745 | 3645 | 3504 | 272 | 0 | 0 | 763
2021-10-02 07:20 | 0 | 4745 | 3623 | 3526 | 272 | 0 | 0 | 763
2021-10-02 07:25 | 0 | 4678 | 3608 | 3606 | 272 | 0 | 0 | 763
2021-10-02 07:30 | 0 | 4678 | 3608 | 3570 | 290 | 0 | 18 | 763
2021-10-02 07:35 | 0 | 4678 | 3608 | 3570 | 290 | 0 | 18 | 763
2021-10-02 07:40 | 0 | 4678 | 3608 | 3543 | 304 | 0 | 31 | 763
2021-10-02 07:45 | 0 | 4678 | 3608 | 3543 | 304 | 0 | 31 | 763
2021-10-02 07:50 | 0 | 4678 | 3608 | 3543 | 304 | 0 | 31 | 763
2021-10-02 07:55 | 0 | 4678 | 3608 | 3543 | 304 | 0 | 31 | 763
2021-10-02 08:00 | 0 | 4678 | 3608 | 3543 | 304 | 0 | 31 | 763
2021-10-02 08:05 | 0 | 4678 | 3608 | 3531 | 304 | 0 | 31 | 775
2021-10-02 08:10 | 0 | 4678 | 3608 | 3531 | 304 | 0 | 31 | 775
2021-10-02 08:15 | 0 | 4678 | 3608 | 3531 | 304 | 0 | 31 | 775
2021-10-02 08:20 | 0 | 4678 | 3608 | 3503 | 318 | 0 | 45 | 775
2021-10-02 08:25 | 0 | 4678 | 3608 | 3503 | 318 | 0 | 45 | 775
2021-10-02 08:30 | 0 | 4678 | 3608 | 3503 | 318 | 0 | 45 | 775
2021-10-02 08:35 | 0 | 4638 | 3648 | 3503 | 318 | 0 | 45 | 775
2021-10-02 08:40 | 0 | 4488 | 3648 | 3503 | 318 | 0 | 45 | 925
2021-10-02 08:45 | 0 | 4486 | 3648 | 3531 | 304 | 0 | 31 | 925
2021-10-02 08:50 | 0 | 4486 | 3648 | 3531 | 304 | 0 | 31 | 925
2021-10-02 08:55 | 0 | 4488 | 3648 | 3531 | 304 | 0 | 31 | 925
2021-10-02 09:00 | 0 | 4488 | 3648 | 3531 | 304 | 0 | 31 | 925
2021-10-02 09:05 | 0 | 4488 | 3648 | 3531 | 304 | 0 | 31 | 925
2021-10-02 09:10 | 0 | 4488 | 3648 | 3531 | 304 | 0 | 31 | 925
2021-10-02 09:15 | 0 | 4488 | 3648 | 3531 | 304 | 0 | 31 | 925
2021-10-02 09:20 | 0 | 4488 | 3648 | 3531 | 304 | 0 | 31 | 925
2021-10-02 09:25 | 0 | 4488 | 3648 | 3531 | 304 | 0 | 31 | 925
2021-10-02 09:30 | 0 | 4488 | 3648 | 3531 | 304 | 0 | 31 | 925
2021-10-02 09:35 | 0 | 4488 | 3648 | 3531 | 304 | 0 | 31 | 925
2021-10-02 09:40 | 0 | 4488 | 3648 | 3531 | 304 | 0 | 31 | 925
2021-10-02 09:45 | 0 | 4488 | 3648 | 3531 | 304 | 0 | 31 | 925
2021-10-02 09:50 | 0 | 4488 | 3648 | 3531 | 304 | 0 | 31 | 925
2021-10-02 09:55 | 0 | 4937 | 3448 | 3282 | 304 | 0 | 31 | 925
2021-10-02 10:00 | 0 | 5070 | 3315 | 3282 | 304 | 0 | 31 | 925
2021-10-02 10:05 | 0 | 5070 | 3315 | 3254 | 318 | 0 | 45 | 925
2021-10-02 10:10 | 0 | 5070 | 3315 | 3254 | 318 | 0 | 45 | 925
2021-10-02 10:15 | 0 | 5070 | 3315 | 3254 | 318 | 0 | 45 | 925
2021-10-02 10:20 | 0 | 4659 | 3315 | 3628 | 337 | 0 | 63 | 925
2021-10-02 10:25 | 0 | 4659 | 3315 | 3693 | 304 | 0 | 31 | 925
2021-10-02 10:30 | 0 | 4659 | 3315 | 3665 | 318 | 0 | 45 | 925
2021-10-02 10:35 | 0 | 4659 | 3315 | 3665 | 318 | 0 | 45 | 925
2021-10-02 10:40 | 0 | 4747 | 3315 | 3540 | 337 | 0 | 63 | 925
2021-10-02 10:45 | 0 | 4659 | 3315 | 3665 | 318 | 0 | 45 | 925
2021-10-02 10:50 | 0 | 4659 | 3315 | 3628 | 337 | 0 | 63 | 925
2021-10-02 10:55 | 0 | 4747 | 3315 | 3577 | 318 | 0 | 45 | 925
2021-10-02 11:00 | 0 | 4747 | 3315 | 3577 | 318 | 0 | 45 | 925
2021-10-02 11:05 | 0 | 4747 | 3315 | 3577 | 318 | 0 | 45 | 925
2021-10-02 11:10 | 0 | 4747 | 3315 | 3605 | 304 | 0 | 31 | 925
2021-10-02 11:15 | 0 | 4747 | 3225 | 3667 | 318 | 0 | 45 | 925
2021-10-02 11:20 | 0 | 4747 | 3273 | 3647 | 304 | 0 | 31 | 925
2021-10-02 11:25 | 0 | 4457 | 3315 | 3665 | 518 | 0 | 45 | 925
2021-10-02 11:30 | 0 | 4745 | 3211 | 3672 | 322 | 0 | 50 | 925
2021-10-02 11:35 | 0 | 4895 | 3075 | 3695 | 304 | 0 | 31 | 925
2021-10-02 11:40 | 0 | 4775 | 3007 | 3547 | 617 | 0 | 54 | 925
2021-10-02 11:45 | 0 | 4882 | 2888 | 3575 | 403 | 0 | 159 | 1020
2021-10-02 11:50 | 0 | 5128 | 2943 | 3510 | 276 | 0 | 50 | 1020
2021-10-02 11:55 | 0 | 5082 | 2939 | 3443 | 403 | 0 | 40 | 1020
2021-10-02 12:00 | 0 | 5008 | 2939 | 3563 | 357 | 0 | 40 | 1020
2021-10-02 12:05 | 0 | 4922 | 2943 | 3698 | 311 | 0 | 33 | 1020
2021-10-02 12:10 | 0 | 4922 | 2943 | 3698 | 308 | 0 | 36 | 1020
2021-10-02 12:15 | 0 | 4922 | 3011 | 3639 | 304 | 0 | 31 | 1020
2021-10-02 12:20 | 0 | 4892 | 2837 | 3735 | 403 | 0 | 40 | 1020
2021-10-02 12:25 | 0 | 4892 | 2841 | 3830 | 308 | 0 | 36 | 1020
2021-10-02 12:30 | 0 | 4892 | 2841 | 3830 | 308 | 0 | 36 | 1020
2021-10-02 12:35 | 0 | 4892 | 2849 | 3828 | 305 | 0 | 33 | 1020
2021-10-02 12:40 | 0 | 4892 | 2903 | 3774 | 305 | 0 | 33 | 1020
2021-10-02 12:45 | 0 | 4892 | 2841 | 3830 | 308 | 0 | 36 | 1020
2021-10-02 12:50 | 0 | 4892 | 2841 | 3830 | 308 | 0 | 36 | 1020
2021-10-02 12:55 | 0 | 4722 | 3011 | 3830 | 308 | 0 | 36 | 1020
2021-10-02 13:00 | 0 | 4722 | 3011 | 3830 | 308 | 0 | 36 | 1020
2021-10-02 13:05 | 0 | 4722 | 3011 | 3830 | 308 | 0 | 36 | 1020
2021-10-02 13:10 | 0 | 4722 | 3019 | 3828 | 305 | 0 | 33 | 1020
2021-10-02 13:15 | 0 | 4722 | 3007 | 3735 | 403 | 0 | 40 | 1020
2021-10-02 13:20 | 0 | 4722 | 3011 | 3830 | 308 | 0 | 36 | 1020
2021-10-02 13:25 | 0 | 4720 | 3115 | 3735 | 304 | 0 | 31 | 1020
2021-10-02 13:30 | 0 | 4966 | 2939 | 3603 | 357 | 0 | 40 | 1020
2021-10-02 13:35 | 0 | 5016 | 2943 | 3648 | 264 | 0 | 34 | 1020
2021-10-02 13:40 | 0 | 4816 | 2939 | 3553 | 557 | 0 | 40 | 1020
2021-10-02 13:45 | 0 | 4920 | 2943 | 3698 | 309 | 0 | 35 | 1020
2021-10-02 13:50 | 0 | 4920 | 2939 | 3603 | 403 | 0 | 40 | 1020
2021-10-02 13:55 | 0 | 4920 | 2997 | 3644 | 308 | 0 | 36 | 1020
2021-10-02 14:00 | 0 | 4920 | 2941 | 3603 | 402 | 0 | 39 | 1020
2021-10-02 14:05 | 0 | 4930 | 2893 | 3740 | 311 | 0 | 31 | 1020
2021-10-02 14:10 | 0 | 4730 | 2905 | 3735 | 504 | 0 | 31 | 1020
2021-10-02 14:15 | 0 | 4732 | 2801 | 3830 | 508 | 0 | 36 | 1020
2021-10-02 14:20 | 0 | 4687 | 2923 | 3735 | 529 | 0 | 31 | 1020
2021-10-02 14:25 | 0 | 4700 | 2905 | 3765 | 504 | 0 | 31 | 1020
2021-10-02 14:30 | 0 | 4642 | 2905 | 3823 | 504 | 0 | 31 | 1020
2021-10-02 14:35 | 0 | 5053 | 2905 | 3412 | 504 | 0 | 31 | 1020
2021-10-02 14:40 | 0 | 4971 | 2985 | 3414 | 504 | 0 | 31 | 1020
2021-10-02 14:45 | 0 | 4971 | 3075 | 3324 | 504 | 0 | 31 | 1020
2021-10-02 14:50 | 0 | 5371 | 3007 | 3192 | 304 | 0 | 31 | 1020
2021-10-02 14:55 | 0 | 5160 | 2955 | 3280 | 483 | 0 | 31 | 1020
2021-10-02 15:00 | 0 | 5227 | 2938 | 3230 | 483 | 0 | 31 | 1020
2021-10-02 15:05 | 0 | 6200 | 2975 | 2931 | 226 | 0 | 0 | 597
2021-10-02 15:10 | 0 | 6022 | 2975 | 2931 | 226 | 0 | 0 | 775
2021-10-02 15:15 | 0 | 5620 | 3044 | 3218 | 272 | 0 | 0 | 775
2021-10-02 15:20 | 0 | 5634 | 3044 | 3218 | 436 | 0 | 0 | 597
2021-10-02 15:25 | 0 | 5634 | 3044 | 3218 | 436 | 0 | 0 | 597
2021-10-02 15:30 | 0 | 5703 | 2975 | 3218 | 436 | 0 | 0 | 597
2021-10-02 15:35 | 0 | 5873 | 2873 | 3350 | 236 | 0 | 0 | 597
2021-10-02 15:40 | 0 | 5873 | 2873 | 3350 | 236 | 0 | 0 | 597
2021-10-02 15:45 | 0 | 5873 | 2873 | 3350 | 236 | 0 | 0 | 597
2021-10-02 15:50 | 0 | 5873 | 2873 | 3350 | 236 | 0 | 0 | 597
2021-10-02 15:55 | 0 | 5596 | 2873 | 3438 | 425 | 0 | 0 | 597
2021-10-02 16:00 | 0 | 5646 | 2823 | 3438 | 425 | 0 | 0 | 597
2021-10-02 16:05 | 0 | 5734 | 2733 | 3368 | 497 | 0 | 0 | 597
2021-10-02 16:10 | 0 | 5331 | 2958 | 3368 | 497 | 0 | 0 | 775
2021-10-02 16:15 | 0 | 5349 | 3030 | 3278 | 497 | 0 | 0 | 775
2021-10-02 16:20 | 0 | 5253 | 3126 | 3278 | 497 | 0 | 0 | 775
2021-10-02 16:25 | 0 | 5430 | 3062 | 3190 | 472 | 0 | 0 | 775
2021-10-02 16:30 | 0 | 5844 | 3062 | 3190 | 236 | 0 | 0 | 597
2021-10-02 16:35 | 0 | 5945 | 3062 | 3137 | 200 | 0 | 0 | 585
2021-10-02 16:40 | 0 | 5945 | 3062 | 3137 | 200 | 0 | 0 | 585
2021-10-02 16:45 | 0 | 5945 | 3062 | 3137 | 200 | 0 | 0 | 585
2021-10-02 16:50 | 0 | 5945 | 3062 | 3137 | 200 | 0 | 0 | 585
2021-10-02 16:55 | 0 | 5945 | 3062 | 3137 | 200 | 0 | 0 | 585
2021-10-02 17:00 | 0 | 5945 | 3062 | 3137 | 200 | 0 | 0 | 585
2021-10-02 17:05 | 0 | 5945 | 3062 | 3137 | 200 | 0 | 0 | 585
2021-10-02 17:10 | 0 | 5945 | 3062 | 3137 | 200 | 0 | 0 | 585
2021-10-02 17:15 | 0 | 5945 | 3062 | 3137 | 200 | 0 | 0 | 585
2021-10-02 17:20 | 0 | 5915 | 3062 | 3167 | 200 | 0 | 0 | 585
2021-10-02 17:25 | 0 | 5775 | 3112 | 3255 | 200 | 0 | 0 | 585
2021-10-02 17:30 | 0 | 5775 | 3112 | 3255 | 200 | 0 | 0 | 585
2021-10-02 17:35 | 0 | 5775 | 3112 | 3255 | 200 | 0 | 0 | 585
2021-10-02 17:40 | 0 | 5775 | 3112 | 3255 | 200 | 0 | 0 | 585
2021-10-02 17:45 | 0 | 5642 | 3245 | 3255 | 200 | 0 | 0 | 585
2021-10-02 17:50 | 0 | 5642 | 3245 | 3255 | 200 | 0 | 0 | 585
2021-10-02 17:55 | 0 | 4873 | 3767 | 3504 | 200 | 0 | 0 | 585
2021-10-02 18:00 | 0 | 4873 | 3767 | 3504 | 200 | 0 | 0 | 585
2021-10-02 18:05 | 0 | 4873 | 3767 | 3504 | 200 | 0 | 0 | 585
2021-10-02 18:10 | 0 | 4873 | 3767 | 3504 | 200 | 0 | 0 | 585
2021-10-02 18:15 | 0 | 4873 | 3767 | 3504 | 200 | 0 | 0 | 585
2021-10-02 18:20 | 0 | 4873 | 3767 | 3504 | 200 | 0 | 0 | 585
2021-10-02 18:25 | 0 | 4873 | 3767 | 3504 | 200 | 0 | 0 | 585
2021-10-02 18:30 | 0 | 4873 | 3767 | 3504 | 200 | 0 | 0 | 585
2021-10-02 18:35 | 0 | 4873 | 3767 | 3504 | 200 | 0 | 0 | 585
2021-10-02 18:40 | 0 | 4873 | 3767 | 3504 | 200 | 0 | 0 | 585
2021-10-02 18:45 | 0 | 4873 | 3767 | 3504 | 200 | 0 | 0 | 585
2021-10-02 18:50 | 0 | 4873 | 3767 | 3504 | 200 | 0 | 0 | 585
2021-10-02 18:55 | 0 | 4873 | 3767 | 3504 | 200 | 0 | 0 | 585
2021-10-02 19:00 | 0 | 4873 | 3767 | 3504 | 200 | 0 | 0 | 585
2021-10-02 19:05 | 0 | 4873 | 3767 | 3504 | 200 | 0 | 0 | 585
2021-10-02 19:10 | 0 | 4871 | 3767 | 3504 | 200 | 0 | 0 | 585
2021-10-02 19:15 | 0 | 4871 | 3767 | 3504 | 200 | 0 | 0 | 585
2021-10-02 19:20 | 0 | 4871 | 3767 | 3504 | 200 | 0 | 0 | 585
2021-10-02 19:25 | 0 | 4871 | 3767 | 3504 | 200 | 0 | 0 | 585
2021-10-02 19:30 | 0 | 4871 | 3767 | 3504 | 200 | 0 | 0 | 585
2021-10-02 19:35 | 0 | 4871 | 3767 | 3504 | 200 | 0 | 0 | 585
2021-10-02 19:40 | 0 | 4871 | 3767 | 3504 | 200 | 0 | 0 | 585
2021-10-02 19:45 | 0 | 4871 | 3767 | 3504 | 200 | 0 | 0 | 585
2021-10-02 19:50 | 0 | 4871 | 3767 | 3504 | 200 | 0 | 0 | 585
2021-10-02 19:55 | 0 | 4871 | 3767 | 3504 | 200 | 0 | 0 | 585
2021-10-02 20:00 | 0 | 4871 | 3767 | 3504 | 200 | 0 | 0 | 585
2021-10-02 20:05 | 0 | 4871 | 3767 | 3504 | 200 | 0 | 0 | 585
2021-10-02 20:10 | 0 | 4871 | 3767 | 3504 | 200 | 0 | 0 | 585
2021-10-02 20:15 | 0 | 4871 | 3767 | 3504 | 200 | 0 | 0 | 585
2021-10-02 20:20 | 0 | 4862 | 3767 | 3504 | 200 | 0 | 0 | 585
2021-10-02 20:25 | 0 | 4862 | 3767 | 3504 | 200 | 0 | 0 | 585
2021-10-02 20:30 | 0 | 4862 | 3767 | 3504 | 200 | 0 | 0 | 585
2021-10-02 20:35 | 0 | 4862 | 3767 | 3504 | 200 | 0 | 0 | 585
2021-10-02 20:40 | 0 | 4862 | 3767 | 3504 | 200 | 0 | 0 | 585
2021-10-02 20:45 | 0 | 4862 | 3767 | 3504 | 200 | 0 | 0 | 585
2021-10-02 20:50 | 0 | 4871 | 3767 | 3504 | 200 | 0 | 0 | 585
2021-10-02 20:55 | 0 | 4871 | 3767 | 3504 | 200 | 0 | 0 | 585
2021-10-02 21:00 | 0 | 4970 | 3767 | 3405 | 200 | 0 | 0 | 585
2021-10-02 21:05 | 0 | 4970 | 3767 | 3405 | 200 | 0 | 0 | 585
2021-10-02 21:10 | 0 | 4970 | 3767 | 3405 | 200 | 0 | 0 | 585
2021-10-02 21:15 | 0 | 5292 | 3445 | 3405 | 200 | 0 | 0 | 585
2021-10-02 21:20 | 0 | 5290 | 3445 | 3405 | 200 | 0 | 0 | 585
2021-10-02 21:25 | 0 | 5290 | 3445 | 3405 | 200 | 0 | 0 | 585
2021-10-02 21:30 | 0 | 5290 | 3445 | 3405 | 200 | 0 | 0 | 585
2021-10-02 21:35 | 0 | 5290 | 3445 | 3405 | 200 | 0 | 0 | 585
2021-10-02 21:40 | 0 | 5290 | 3445 | 3405 | 200 | 0 | 0 | 585
2021-10-02 21:45 | 0 | 5290 | 3445 | 3405 | 200 | 0 | 0 | 585
2021-10-02 21:50 | 0 | 5290 | 3445 | 3405 | 200 | 0 | 0 | 585
2021-10-02 21:55 | 0 | 5290 | 3445 | 3405 | 200 | 0 | 0 | 585
2021-10-02 22:00 | 0 | 5290 | 3445 | 3405 | 200 | 0 | 0 | 585
2021-10-02 22:05 | 0 | 5290 | 3445 | 3405 | 200 | 0 | 0 | 585
2021-10-02 22:10 | 0 | 5290 | 3445 | 3405 | 200 | 0 | 0 | 585
2021-10-02 22:15 | 0 | 5609 | 3027 | 3504 | 200 | 0 | 0 | 585
2021-10-02 22:20 | 0 | 5609 | 3027 | 3504 | 200 | 0 | 0 | 585
2021-10-02 22:25 | 0 | 5708 | 3027 | 3405 | 200 | 0 | 0 | 585
2021-10-02 22:30 | 0 | 5708 | 3027 | 3405 | 200 | 0 | 0 | 585
2021-10-02 22:35 | 0 | 5708 | 3027 | 3405 | 200 | 0 | 0 | 585
2021-10-02 22:40 | 0 | 5708 | 3027 | 3405 | 200 | 0 | 0 | 585
2021-10-02 22:45 | 0 | 5420 | 3315 | 3405 | 200 | 0 | 0 | 585
2021-10-02 22:50 | 0 | 5098 | 3637 | 3405 | 200 | 0 | 0 | 585
2021-10-02 22:55 | 0 | 4999 | 3637 | 3504 | 200 | 0 | 0 | 585
2021-10-02 23:00 | 0 | 4999 | 3637 | 3504 | 200 | 0 | 0 | 585
2021-10-02 23:05 | 0 | 4999 | 3637 | 3504 | 200 | 0 | 0 | 585
2021-10-02 23:10 | 0 | 4999 | 3637 | 3504 | 200 | 0 | 0 | 585
2021-10-02 23:15 | 0 | 5098 | 3637 | 3405 | 200 | 0 | 0 | 585
2021-10-02 23:20 | 0 | 4869 | 3767 | 3504 | 200 | 0 | 0 | 585
2021-10-02 23:25 | 0 | 4869 | 3767 | 3504 | 200 | 0 | 0 | 585
2021-10-02 23:30 | 0 | 4869 | 3767 | 3504 | 200 | 0 | 0 | 585
2021-10-02 23:35 | 0 | 4869 | 3767 | 3504 | 200 | 0 | 0 | 585
2021-10-02 23:40 | 0 | 4869 | 3767 | 3504 | 200 | 0 | 0 | 585
2021-10-02 23:45 | 0 | 4869 | 3767 | 3504 | 200 | 0 | 0 | 585
2021-10-02 23:50 | 0 | 4869 | 3767 | 3504 | 200 | 0 | 0 | 585
2021-10-02 23:55 | 0 | 4869 | 3767 | 3504 | 200 | 0 | 0 | 585
2021-10-03 | 0 | 4869 | 3767 | 3504 | 200 | 0 | 0 | 585
2021-10-03 00:05 | 0 | 4968 | 3767 | 3405 | 200 | 0 | 0 | 585
2021-10-03 00:10 | 0 | 5290 | 3445 | 3405 | 200 | 0 | 0 | 585
2021-10-03 00:15 | 0 | 5290 | 3445 | 3405 | 200 | 0 | 0 | 585
2021-10-03 00:20 | 0 | 5290 | 3445 | 3405 | 200 | 0 | 0 | 585
2021-10-03 00:25 | 0 | 5290 | 3445 | 3405 | 200 | 0 | 0 | 585
2021-10-03 00:30 | 0 | 5290 | 3445 | 3405 | 200 | 0 | 0 | 585
2021-10-03 00:35 | 0 | 5290 | 3445 | 3405 | 200 | 0 | 0 | 585
2021-10-03 00:40 | 0 | 5290 | 3445 | 3405 | 200 | 0 | 0 | 585
2021-10-03 00:45 | 0 | 5290 | 3445 | 3405 | 200 | 0 | 0 | 585
2021-10-03 00:50 | 0 | 5290 | 3445 | 3405 | 200 | 0 | 0 | 585
2021-10-03 00:55 | 0 | 5290 | 3445 | 3405 | 200 | 0 | 0 | 585
2021-10-03 01:00 | 0 | 5290 | 3445 | 3405 | 200 | 0 | 0 | 585
2021-10-03 01:05 | 0 | 5191 | 3445 | 3504 | 200 | 0 | 0 | 585
2021-10-03 01:10 | 0 | 5290 | 3445 | 3405 | 200 | 0 | 0 | 585
2021-10-03 01:15 | 0 | 5290 | 3445 | 3405 | 200 | 0 | 0 | 585
2021-10-03 01:20 | 0 | 5290 | 3445 | 3405 | 200 | 0 | 0 | 585
2021-10-03 01:25 | 0 | 5290 | 3445 | 3405 | 200 | 0 | 0 | 585
2021-10-03 01:30 | 0 | 5290 | 3445 | 3405 | 200 | 0 | 0 | 585
2021-10-03 01:35 | 0 | 5191 | 3445 | 3504 | 200 | 0 | 0 | 585
2021-10-03 01:40 | 0 | 5191 | 3445 | 3504 | 200 | 0 | 0 | 585
2021-10-03 01:45 | 0 | 5290 | 3445 | 3405 | 200 | 0 | 0 | 585
2021-10-03 01:50 | 0 | 5290 | 3445 | 3405 | 200 | 0 | 0 | 585
2021-10-03 01:55 | 0 | 5290 | 3445 | 3405 | 200 | 0 | 0 | 585
2021-10-03 02:00 | 0 | 5290 | 3445 | 3405 | 200 | 0 | 0 | 585
2021-10-03 02:05 | 0 | 5191 | 3445 | 3504 | 200 | 0 | 0 | 585
2021-10-03 02:10 | 0 | 5191 | 3445 | 3504 | 200 | 0 | 0 | 585
2021-10-03 02:15 | 0 | 5191 | 3445 | 3504 | 200 | 0 | 0 | 585
2021-10-03 02:20 | 0 | 5191 | 3445 | 3504 | 200 | 0 | 0 | 585
2021-10-03 02:25 | 0 | 5191 | 3445 | 3504 | 200 | 0 | 0 | 585
2021-10-03 02:30 | 0 | 5191 | 3445 | 3504 | 200 | 0 | 0 | 585
2021-10-03 02:35 | 0 | 5191 | 3445 | 3504 | 200 | 0 | 0 | 585
2021-10-03 02:40 | 0 | 5191 | 3445 | 3504 | 200 | 0 | 0 | 585
2021-10-03 02:45 | 0 | 5191 | 3445 | 3504 | 200 | 0 | 0 | 585
2021-10-03 02:50 | 0 | 5191 | 3445 | 3504 | 200 | 0 | 0 | 585
2021-10-03 02:55 | 0 | 5191 | 3445 | 3504 | 200 | 0 | 0 | 585
2021-10-03 03:00 | 0 | 5191 | 3445 | 3504 | 200 | 0 | 0 | 585
2021-10-03 03:05 | 0 | 4869 | 3767 | 3504 | 200 | 0 | 0 | 585
2021-10-03 03:10 | 0 | 5191 | 3445 | 3504 | 200 | 0 | 0 | 585
2021-10-03 03:15 | 0 | 5191 | 3445 | 3504 | 200 | 0 | 0 | 585
2021-10-03 03:20 | 0 | 5191 | 3445 | 3504 | 200 | 0 | 0 | 585
2021-10-03 03:25 | 0 | 5191 | 3445 | 3504 | 200 | 0 | 0 | 585
2021-10-03 03:30 | 0 | 5191 | 3445 | 3504 | 200 | 0 | 0 | 585
2021-10-03 03:35 | 0 | 5191 | 3445 | 3504 | 200 | 0 | 0 | 585
2021-10-03 03:40 | 0 | 5191 | 3445 | 3504 | 200 | 0 | 0 | 585
2021-10-03 03:45 | 0 | 5191 | 3445 | 3504 | 200 | 0 | 0 | 585
2021-10-03 03:50 | 0 | 5191 | 3445 | 3504 | 200 | 0 | 0 | 585
2021-10-03 03:55 | 0 | 5191 | 3445 | 3504 | 200 | 0 | 0 | 585
2021-10-03 04:00 | 0 | 5191 | 3445 | 3504 | 200 | 0 | 0 | 585
2021-10-03 04:05 | 0 | 5121 | 3645 | 3332 | 200 | 0 | 0 | 585
2021-10-03 04:10 | 0 | 5119 | 3645 | 3332 | 200 | 0 | 0 | 585
2021-10-03 04:15 | 0 | 5168 | 3645 | 3332 | 200 | 0 | 0 | 585
2021-10-03 04:20 | 0 | 5164 | 3645 | 3332 | 200 | 0 | 0 | 585
2021-10-03 04:25 | 0 | 5161 | 3645 | 3332 | 200 | 0 | 0 | 585
2021-10-03 04:30 | 0 | 5161 | 3645 | 3332 | 200 | 0 | 0 | 585
2021-10-03 04:35 | 0 | 5161 | 3645 | 3332 | 200 | 0 | 0 | 585
2021-10-03 04:40 | 0 | 5161 | 3645 | 3332 | 200 | 0 | 0 | 585
2021-10-03 04:45 | 0 | 5161 | 3645 | 3332 | 200 | 0 | 0 | 585
2021-10-03 04:50 | 0 | 5161 | 3645 | 3332 | 200 | 0 | 0 | 585
2021-10-03 04:55 | 0 | 5161 | 3645 | 3332 | 200 | 0 | 0 | 585
2021-10-03 05:00 | 0 | 5161 | 3645 | 3332 | 200 | 0 | 0 | 585
2021-10-03 05:05 | 0 | 5161 | 3645 | 3332 | 200 | 0 | 0 | 585
2021-10-03 05:10 | 0 | 5161 | 3645 | 3332 | 200 | 0 | 0 | 585
2021-10-03 05:15 | 0 | 5161 | 3645 | 3332 | 200 | 0 | 0 | 585
2021-10-03 05:20 | 0 | 5161 | 3645 | 3332 | 200 | 0 | 0 | 585
2021-10-03 05:25 | 0 | 5161 | 3645 | 3332 | 200 | 0 | 0 | 585
2021-10-03 05:30 | 0 | 5260 | 3645 | 3233 | 200 | 0 | 0 | 585
2021-10-03 05:35 | 0 | 5260 | 3645 | 3233 | 200 | 0 | 0 | 585
2021-10-03 05:40 | 0 | 5260 | 3645 | 3233 | 200 | 0 | 0 | 585
2021-10-03 05:45 | 0 | 5260 | 3645 | 3233 | 200 | 0 | 0 | 585
2021-10-03 05:50 | 0 | 5260 | 3645 | 3233 | 200 | 0 | 0 | 585
2021-10-03 05:55 | 0 | 5260 | 3645 | 3233 | 200 | 0 | 0 | 585
2021-10-03 06:00 | 0 | 5260 | 3645 | 3233 | 200 | 0 | 0 | 585
2021-10-03 06:05 | 0 | 5260 | 3645 | 3233 | 200 | 0 | 0 | 585
2021-10-03 06:10 | 0 | 5260 | 3645 | 3233 | 200 | 0 | 0 | 585
2021-10-03 06:15 | 0 | 5260 | 3645 | 3233 | 200 | 0 | 0 | 585
2021-10-03 06:20 | 0 | 5260 | 3645 | 3233 | 200 | 0 | 0 | 585
2021-10-03 06:25 | 0 | 5260 | 3645 | 3233 | 200 | 0 | 0 | 585
2021-10-03 06:30 | 0 | 5260 | 3645 | 3233 | 200 | 0 | 0 | 585
2021-10-03 06:35 | 0 | 5088 | 3645 | 3405 | 200 | 0 | 0 | 585
2021-10-03 06:40 | 0 | 5088 | 3645 | 3405 | 200 | 0 | 0 | 585
2021-10-03 06:45 | 0 | 5088 | 3645 | 3405 | 200 | 0 | 0 | 585
2021-10-03 06:50 | 0 | 5088 | 3645 | 3405 | 200 | 0 | 0 | 585
2021-10-03 06:55 | 0 | 5088 | 3645 | 3405 | 200 | 0 | 0 | 585
2021-10-03 07:00 | 0 | 4766 | 3967 | 3405 | 200 | 0 | 0 | 585
2021-10-03 07:05 | 0 | 4983 | 3685 | 3470 | 200 | 0 | 0 | 585
2021-10-03 07:10 | 0 | 5111 | 3267 | 3560 | 400 | 0 | 0 | 585
2021-10-03 07:15 | 0 | 5111 | 3267 | 3560 | 400 | 0 | 0 | 585
2021-10-03 07:20 | 0 | 5165 | 3267 | 3470 | 436 | 0 | 0 | 585
2021-10-03 07:25 | 0 | 5529 | 3267 | 3106 | 436 | 0 | 0 | 585
2021-10-03 07:30 | 0 | 5496 | 3210 | 3196 | 436 | 0 | 0 | 585
2021-10-03 07:35 | 0 | 5496 | 3210 | 3196 | 436 | 0 | 0 | 585
2021-10-03 07:40 | 0 | 5496 | 3210 | 3196 | 436 | 0 | 0 | 585
2021-10-03 07:45 | 0 | 5529 | 3141 | 3196 | 472 | 0 | 0 | 585
2021-10-03 07:50 | 0 | 5051 | 3141 | 3471 | 497 | 0 | 0 | 763
2021-10-03 07:55 | 0 | 5609 | 2912 | 3127 | 504 | 0 | 8 | 763
2021-10-03 08:00 | 0 | 5035 | 3058 | 3555 | 504 | 0 | 8 | 763
2021-10-03 08:05 | 0 | 5611 | 2934 | 3309 | 472 | 0 | 0 | 597
2021-10-03 08:10 | 0 | 5922 | 2934 | 3034 | 436 | 0 | 0 | 597
2021-10-03 08:15 | 0 | 5886 | 2934 | 3034 | 472 | 0 | 0 | 597
2021-10-03 08:20 | 0 | 5828 | 2934 | 2916 | 472 | 0 | 0 | 775
2021-10-03 08:25 | 0 | 5501 | 2943 | 3234 | 472 | 0 | 0 | 775
2021-10-03 08:30 | 0 | 5501 | 2943 | 3124 | 527 | 0 | 55 | 775
2021-10-03 08:35 | 0 | 5740 | 2934 | 3004 | 472 | 0 | 0 | 775
2021-10-03 08:40 | 0 | 5605 | 2937 | 3138 | 472 | 0 | 0 | 775
2021-10-03 08:45 | 0 | 5153 | 3115 | 3277 | 552 | 0 | 55 | 775
2021-10-03 08:50 | 0 | 5361 | 3015 | 3279 | 497 | 0 | 0 | 775
2021-10-03 08:55 | 0 | 5346 | 2942 | 3367 | 497 | 0 | 0 | 775
2021-10-03 09:00 | 0 | 5081 | 3129 | 3320 | 559 | 0 | 63 | 775
2021-10-03 09:05 | 0 | 4376 | 3010 | 4457 | 479 | 0 | 8 | 597
2021-10-03 09:10 | 0 | 4376 | 2943 | 4346 | 479 | 0 | 8 | 775
2021-10-03 09:15 | 0 | 3714 | 3592 | 4224 | 559 | 0 | 63 | 775
2021-10-03 09:20 | 0 | 3435 | 3596 | 4594 | 511 | 0 | 16 | 775
2021-10-03 09:25 | 0 | 3827 | 3204 | 4499 | 559 | 0 | 63 | 775
2021-10-03 09:30 | 0 | 3797 | 3204 | 4349 | 511 | 0 | 16 | 1050
2021-10-03 09:35 | 0 | 3761 | 3308 | 4446 | 566 | 0 | 71 | 775
2021-10-03 09:40 | 0 | 3927 | 3142 | 4186 | 559 | 0 | 63 | 1050
2021-10-03 09:45 | 0 | 3782 | 3287 | 4281 | 511 | 0 | 16 | 1050
2021-10-03 09:50 | 0 | 3892 | 3177 | 4171 | 566 | 0 | 71 | 1050
2021-10-03 09:55 | 0 | 3966 | 3295 | 3996 | 559 | 0 | 63 | 1050
2021-10-03 10:00 | 0 | 4192 | 3168 | 3882 | 566 | 0 | 71 | 1050
2021-10-03 10:05 | 0 | 4089 | 3203 | 4060 | 511 | 0 | 16 | 1050
2021-10-03 10:10 | 0 | 3868 | 3133 | 4256 | 559 | 0 | 63 | 1050
2021-10-03 10:15 | 0 | 4110 | 3202 | 4037 | 511 | 0 | 16 | 1050
2021-10-03 10:20 | 0 | 3870 | 3151 | 4458 | 585 | 0 | 87 | 775
2021-10-03 10:25 | 0 | 3870 | 3131 | 4295 | 592 | 0 | 95 | 943
2021-10-03 10:30 | 0 | 3870 | 3131 | 4420 | 530 | 0 | 32 | 943
2021-10-03 10:35 | 0 | 3705 | 3201 | 4295 | 592 | 0 | 95 | 1038
2021-10-03 10:40 | 0 | 3504 | 3384 | 4313 | 592 | 0 | 95 | 1038
2021-10-03 10:45 | 0 | 3704 | 3202 | 4292 | 592 | 0 | 95 | 1038
2021-10-03 10:50 | 0 | 3680 | 3208 | 4035 | 592 | 0 | 95 | 1313
2021-10-03 10:55 | 0 | 3688 | 3191 | 4044 | 592 | 0 | 95 | 1313
2021-10-03 11:00 | 0 | 3667 | 3202 | 4027 | 606 | 0 | 108 | 1313
2021-10-03 11:05 | 0 | 3657 | 3249 | 4115 | 544 | 0 | 45 | 1313
2021-10-03 11:10 | 0 | 3945 | 3248 | 3703 | 606 | 0 | 108 | 1313
2021-10-03 11:15 | 0 | 3612 | 3294 | 3996 | 606 | 0 | 108 | 1313
2021-10-03 11:20 | 0 | 3670 | 3236 | 3996 | 606 | 0 | 108 | 1313
2021-10-03 11:25 | 0 | 3678 | 3210 | 4014 | 606 | 0 | 108 | 1313
2021-10-03 11:30 | 0 | 3668 | 3170 | 4064 | 606 | 0 | 108 | 1313
2021-10-03 11:35 | 0 | 3672 | 3166 | 4189 | 544 | 0 | 45 | 1313
2021-10-03 11:40 | 0 | 3661 | 3196 | 4089 | 606 | 0 | 108 | 1268
2021-10-03 11:45 | 0 | 3668 | 3189 | 4089 | 606 | 0 | 108 | 1268
2021-10-03 11:50 | 0 | 3673 | 3174 | 4094 | 608 | 0 | 111 | 1268
2021-10-03 11:55 | 0 | 3700 | 3147 | 4094 | 608 | 0 | 111 | 1268
2021-10-03 12:00 | 0 | 3750 | 3093 | 4094 | 610 | 0 | 113 | 1268
2021-10-03 12:05 | 0 | 3690 | 3153 | 4094 | 610 | 0 | 113 | 1268
2021-10-03 12:10 | 0 | 3538 | 3310 | 4094 | 608 | 0 | 111 | 1268
2021-10-03 12:15 | 0 | 3637 | 3207 | 4091 | 610 | 0 | 113 | 1268
2021-10-03 12:20 | 0 | 3630 | 3208 | 3894 | 606 | 212 | 108 | 1268
2021-10-03 12:25 | 0 | 3563 | 3265 | 4174 | 608 | 212 | 111 | 993
2021-10-03 12:30 | 0 | 3578 | 3246 | 4174 | 610 | 212 | 113 | 993
2021-10-03 12:35 | 0 | 3457 | 3279 | 4262 | 610 | 212 | 113 | 993
2021-10-03 12:40 | 0 | 3828 | 3271 | 3899 | 611 | 212 | 112 | 993
2021-10-03 12:45 | 0 | 3736 | 3088 | 4201 | 596 | 212 | 100 | 993
2021-10-03 12:50 | 0 | 3734 | 3090 | 3926 | 596 | 212 | 100 | 1268
2021-10-03 12:55 | 0 | 3516 | 3077 | 3967 | 786 | 212 | 100 | 1268
2021-10-03 13:00 | 0 | 3758 | 3066 | 3926 | 596 | 212 | 100 | 1268
2021-10-03 13:05 | 0 | 3783 | 3041 | 3926 | 596 | 212 | 100 | 1268
2021-10-03 13:10 | 0 | 4150 | 2979 | 3896 | 596 | 212 | 100 | 993
2021-10-03 13:15 | 0 | 4085 | 3014 | 3926 | 596 | 212 | 100 | 993
2021-10-03 13:20 | 0 | 3833 | 3021 | 3896 | 596 | 212 | 100 | 1268
2021-10-03 13:25 | 0 | 3644 | 3027 | 3984 | 596 | 307 | 100 | 1268
2021-10-03 13:30 | 0 | 3618 | 3085 | 4236 | 592 | 307 | 95 | 993
2021-10-03 13:35 | 0 | 3811 | 2855 | 4121 | 592 | 307 | 95 | 1145
2021-10-03 13:40 | 0 | 3790 | 2876 | 4123 | 530 | 307 | 32 | 1268
2021-10-03 13:45 | 0 | 3809 | 2857 | 3998 | 592 | 307 | 95 | 1268
2021-10-03 13:50 | 0 | 3837 | 2819 | 4304 | 592 | 307 | 74 | 993
2021-10-03 13:55 | 0 | 4043 | 2898 | 4024 | 590 | 307 | 71 | 993
2021-10-03 14:00 | 0 | 4060 | 2880 | 4330 | 496 | 212 | 0 | 948
2021-10-03 14:05 | 0 | 3791 | 2871 | 4468 | 578 | 212 | 58 | 948
2021-10-03 14:10 | 0 | 3909 | 3286 | 4045 | 523 | 212 | 3 | 948
2021-10-03 14:15 | 0 | 4255 | 3232 | 3927 | 525 | 212 | 5 | 770
2021-10-03 14:20 | 0 | 4255 | 3232 | 3927 | 525 | 212 | 5 | 770
2021-10-03 14:25 | 0 | 4449 | 3314 | 3685 | 496 | 212 | 0 | 770
2021-10-03 14:30 | 0 | 4664 | 3048 | 3735 | 491 | 212 | 6 | 770
2021-10-03 14:35 | 0 | 4626 | 2998 | 3823 | 491 | 212 | 6 | 770
2021-10-03 14:40 | 0 | 4626 | 2998 | 3781 | 533 | 212 | 6 | 770
2021-10-03 14:45 | 0 | 4739 | 2998 | 3691 | 509 | 212 | 7 | 770
2021-10-03 14:50 | 0 | 4950 | 2828 | 3705 | 455 | 212 | 6 | 770
2021-10-03 14:55 | 0 | 5021 | 2828 | 3708 | 382 | 212 | 5 | 770
2021-10-03 15:00 | 0 | 5071 | 2828 | 3655 | 384 | 212 | 6 | 770
2021-10-03 15:05 | 0 | 5388 | 2930 | 3235 | 385 | 212 | 6 | 770
2021-10-03 15:10 | 0 | 5292 | 2930 | 3285 | 431 | 212 | 6 | 770
2021-10-03 15:15 | 0 | 5402 | 2930 | 3155 | 448 | 212 | 6 | 770
2021-10-03 15:20 | 0 | 5289 | 2930 | 3241 | 474 | 212 | 7 | 770
2021-10-03 15:25 | 0 | 5602 | 2930 | 3197 | 206 | 212 | 6 | 770
2021-10-03 15:30 | 0 | 5259 | 2824 | 3325 | 524 | 212 | 9 | 770
2021-10-03 15:35 | 0 | 5622 | 2828 | 3235 | 249 | 212 | 7 | 770
2021-10-03 15:40 | 0 | 5309 | 2828 | 3367 | 431 | 212 | 6 | 770
2021-10-03 15:45 | 0 | 5342 | 2930 | 3235 | 431 | 212 | 6 | 770
2021-10-03 15:50 | 0 | 5342 | 2930 | 3238 | 429 | 212 | 5 | 770
2021-10-03 15:55 | 0 | 5342 | 2930 | 3238 | 429 | 212 | 5 | 770
2021-10-03 16:00 | 0 | 5342 | 2930 | 3238 | 429 | 212 | 5 | 770
2021-10-03 16:05 | 0 | 5198 | 3063 | 3238 | 441 | 212 | 4 | 770
2021-10-03 16:10 | 0 | 5455 | 2930 | 3150 | 404 | 212 | 5 | 770
2021-10-03 16:15 | 0 | 5375 | 2878 | 3282 | 404 | 212 | 5 | 770
2021-10-03 16:20 | 0 | 5575 | 2892 | 3277 | 200 | 212 | 0 | 770
2021-10-03 16:25 | 0 | 5575 | 2878 | 3282 | 204 | 212 | 5 | 770
2021-10-03 16:30 | 0 | 5575 | 2878 | 3282 | 204 | 212 | 5 | 770
2021-10-03 16:35 | 0 | 5546 | 2639 | 3337 | 429 | 212 | 5 | 758
2021-10-03 16:40 | 0 | 5543 | 2642 | 3337 | 429 | 212 | 5 | 758
2021-10-03 16:45 | 0 | 5802 | 2612 | 3337 | 202 | 212 | 3 | 758
2021-10-03 16:50 | 0 | 5750 | 2778 | 3219 | 204 | 212 | 5 | 758
2021-10-03 16:55 | 0 | 5662 | 2782 | 3309 | 201 | 212 | 2 | 758
2021-10-03 17:00 | 0 | 5750 | 2778 | 3219 | 204 | 212 | 5 | 758
2021-10-03 17:05 | 0 | 6061 | 2792 | 2903 | 200 | 212 | 0 | 758
2021-10-03 17:10 | 0 | 6081 | 2782 | 3105 | 200 | 0 | 0 | 758
2021-10-03 17:15 | 0 | 6610 | 2644 | 2714 | 200 | 0 | 0 | 758
2021-10-03 17:20 | 0 | 6759 | 2637 | 2572 | 200 | 0 | 0 | 758
2021-10-03 17:25 | 0 | 6821 | 2637 | 2510 | 200 | 0 | 0 | 758
2021-10-03 17:30 | 0 | 6239 | 2970 | 2759 | 200 | 0 | 0 | 758
2021-10-03 17:35 | 0 | 6422 | 2970 | 2671 | 200 | 0 | 0 | 663
2021-10-03 17:40 | 0 | 6541 | 2851 | 2671 | 200 | 0 | 0 | 663
2021-10-03 17:45 | 0 | 6453 | 2851 | 2759 | 200 | 0 | 0 | 663
2021-10-03 17:50 | 0 | 6455 | 2851 | 2759 | 200 | 0 | 0 | 663
2021-10-03 17:55 | 0 | 6455 | 2851 | 2759 | 200 | 0 | 0 | 663
2021-10-03 18:00 | 0 | 6455 | 2851 | 2759 | 200 | 0 | 0 | 663
2021-10-03 18:05 | 0 | 6455 | 2851 | 2759 | 200 | 0 | 0 | 663
2021-10-03 18:10 | 0 | 6455 | 2851 | 2759 | 200 | 0 | 0 | 663
2021-10-03 18:15 | 0 | 6455 | 2851 | 2759 | 200 | 0 | 0 | 663
2021-10-03 18:20 | 0 | 6455 | 2851 | 2759 | 200 | 0 | 0 | 663
2021-10-03 18:25 | 0 | 6455 | 2851 | 2759 | 200 | 0 | 0 | 663
2021-10-03 18:30 | 0 | 6455 | 2851 | 2759 | 200 | 0 | 0 | 663
2021-10-03 18:35 | 0 | 6455 | 2851 | 2759 | 200 | 0 | 0 | 663
2021-10-03 18:40 | 0 | 6455 | 2851 | 2759 | 200 | 0 | 0 | 663
2021-10-03 18:45 | 0 | 6455 | 2851 | 2759 | 200 | 0 | 0 | 663
2021-10-03 18:50 | 0 | 6455 | 2851 | 2759 | 200 | 0 | 0 | 663
2021-10-03 18:55 | 0 | 6455 | 2851 | 2759 | 200 | 0 | 0 | 663
2021-10-03 19:00 | 0 | 6455 | 2851 | 2759 | 200 | 0 | 0 | 663
2021-10-03 19:05 | 0 | 6455 | 2851 | 2759 | 200 | 0 | 0 | 663
2021-10-03 19:10 | 0 | 6455 | 2851 | 2759 | 200 | 0 | 0 | 663
2021-10-03 19:15 | 0 | 6455 | 2851 | 2759 | 200 | 0 | 0 | 663
2021-10-03 19:20 | 0 | 6455 | 2851 | 2759 | 200 | 0 | 0 | 663
2021-10-03 19:25 | 0 | 6455 | 2851 | 2759 | 200 | 0 | 0 | 663
2021-10-03 19:30 | 0 | 6455 | 2851 | 2759 | 200 | 0 | 0 | 663
2021-10-03 19:35 | 0 | 6455 | 2851 | 2759 | 200 | 0 | 0 | 663
2021-10-03 19:40 | 0 | 6455 | 2851 | 2759 | 200 | 0 | 0 | 663
2021-10-03 19:45 | 0 | 6455 | 2851 | 2759 | 200 | 0 | 0 | 663
2021-10-03 19:50 | 0 | 6455 | 2851 | 2759 | 200 | 0 | 0 | 663
2021-10-03 19:55 | 0 | 6455 | 2851 | 2759 | 200 | 0 | 0 | 663
2021-10-03 20:00 | 0 | 6165 | 2851 | 2849 | 400 | 0 | 0 | 663
2021-10-03 20:05 | 0 | 6255 | 2851 | 2759 | 400 | 0 | 0 | 663
2021-10-03 20:10 | 0 | 6165 | 2851 | 2849 | 400 | 0 | 0 | 663
2021-10-03 20:15 | 0 | 6165 | 2851 | 2849 | 400 | 0 | 0 | 663
2021-10-03 20:20 | 0 | 6165 | 2851 | 2849 | 400 | 0 | 0 | 663
2021-10-03 20:25 | 0 | 6165 | 2851 | 2849 | 400 | 0 | 0 | 663
2021-10-03 20:30 | 0 | 6165 | 2851 | 2849 | 400 | 0 | 0 | 663
2021-10-03 20:35 | 0 | 6165 | 2851 | 2849 | 400 | 0 | 0 | 663
2021-10-03 20:40 | 0 | 6165 | 2851 | 2849 | 400 | 0 | 0 | 663
2021-10-03 20:45 | 0 | 6165 | 2851 | 2849 | 400 | 0 | 0 | 663
2021-10-03 20:50 | 0 | 6165 | 2851 | 2849 | 400 | 0 | 0 | 663
2021-10-03 20:55 | 0 | 6165 | 2851 | 2849 | 400 | 0 | 0 | 663
2021-10-03 21:00 | 0 | 6165 | 2851 | 2849 | 400 | 0 | 0 | 663
2021-10-03 21:05 | 0 | 6165 | 2851 | 2849 | 400 | 0 | 0 | 663
2021-10-03 21:10 | 0 | 6255 | 2851 | 2759 | 400 | 0 | 0 | 663
2021-10-03 21:15 | 0 | 6255 | 2851 | 2759 | 400 | 0 | 0 | 663
2021-10-03 21:20 | 0 | 6165 | 2851 | 2849 | 400 | 0 | 0 | 663
2021-10-03 21:25 | 0 | 6165 | 2851 | 2849 | 400 | 0 | 0 | 663
2021-10-03 21:30 | 0 | 6165 | 2851 | 2849 | 400 | 0 | 0 | 663
2021-10-03 21:35 | 0 | 6165 | 2851 | 2849 | 400 | 0 | 0 | 663
2021-10-03 21:40 | 0 | 6165 | 2851 | 2849 | 400 | 0 | 0 | 663
2021-10-03 21:45 | 0 | 6165 | 2851 | 2849 | 400 | 0 | 0 | 663
2021-10-03 21:50 | 0 | 6165 | 2851 | 2849 | 400 | 0 | 0 | 663
2021-10-03 21:55 | 0 | 6165 | 2851 | 2849 | 400 | 0 | 0 | 663
2021-10-03 22:00 | 0 | 6165 | 2851 | 2849 | 400 | 0 | 0 | 663
2021-10-03 22:05 | 0 | 6046 | 2970 | 2849 | 400 | 0 | 0 | 663
2021-10-03 22:10 | 0 | 6165 | 2851 | 2849 | 400 | 0 | 0 | 663
2021-10-03 22:15 | 0 | 6162 | 2851 | 2849 | 400 | 0 | 0 | 663
2021-10-03 22:20 | 0 | 6162 | 2851 | 2849 | 400 | 0 | 0 | 663
2021-10-03 22:25 | 0 | 6162 | 2851 | 2849 | 400 | 0 | 0 | 663
2021-10-03 22:30 | 0 | 6137 | 2851 | 2849 | 425 | 0 | 0 | 663
2021-10-03 22:35 | 0 | 6137 | 2851 | 2849 | 425 | 0 | 0 | 663
2021-10-03 22:40 | 0 | 6137 | 2851 | 2849 | 425 | 0 | 0 | 663
2021-10-03 22:45 | 0 | 6159 | 2851 | 2849 | 400 | 0 | 0 | 663
2021-10-03 22:50 | 0 | 6159 | 2851 | 2849 | 400 | 0 | 0 | 663
2021-10-03 22:55 | 0 | 6159 | 2851 | 2849 | 400 | 0 | 0 | 663
2021-10-03 23:00 | 0 | 6159 | 2851 | 2849 | 400 | 0 | 0 | 663
2021-10-03 23:05 | 0 | 6134 | 2851 | 2849 | 425 | 0 | 0 | 663
2021-10-03 23:10 | 0 | 6159 | 2851 | 2849 | 400 | 0 | 0 | 663
2021-10-03 23:15 | 0 | 6162 | 2851 | 2849 | 400 | 0 | 0 | 663
2021-10-03 23:20 | 0 | 6162 | 2851 | 2849 | 400 | 0 | 0 | 663
2021-10-03 23:25 | 0 | 6162 | 2851 | 2849 | 400 | 0 | 0 | 663
2021-10-03 23:30 | 0 | 6252 | 2851 | 2759 | 400 | 0 | 0 | 663
2021-10-03 23:35 | 0 | 6362 | 2851 | 2849 | 200 | 0 | 0 | 663
2021-10-03 23:40 | 0 | 6252 | 2851 | 2759 | 400 | 0 | 0 | 663
2021-10-03 23:45 | 0 | 6252 | 2851 | 2759 | 400 | 0 | 0 | 663
2021-10-03 23:50 | 0 | 6252 | 2851 | 2759 | 400 | 0 | 0 | 663
2021-10-03 23:55 | 0 | 6252 | 2851 | 2759 | 400 | 0 | 0 | 663
2021-10-04 | 0 | 6252 | 2851 | 2759 | 400 | 0 | 0 | 663
2021-10-04 00:05 | 0 | 6252 | 2851 | 2759 | 400 | 0 | 0 | 663
2021-10-04 00:10 | 0 | 6162 | 2851 | 2849 | 400 | 0 | 0 | 663
2021-10-04 00:15 | 0 | 6252 | 2851 | 2759 | 400 | 0 | 0 | 663
2021-10-04 00:20 | 0 | 6162 | 2851 | 2849 | 400 | 0 | 0 | 663
2021-10-04 00:25 | 0 | 6162 | 2851 | 2849 | 400 | 0 | 0 | 663
2021-10-04 00:30 | 0 | 6162 | 2851 | 2849 | 400 | 0 | 0 | 663
2021-10-04 00:35 | 0 | 6162 | 2851 | 2849 | 400 | 0 | 0 | 663
2021-10-04 00:40 | 0 | 6162 | 2851 | 2849 | 400 | 0 | 0 | 663
2021-10-04 00:45 | 0 | 6159 | 2851 | 2849 | 400 | 0 | 0 | 663
2021-10-04 00:50 | 0 | 6159 | 2851 | 2849 | 400 | 0 | 0 | 663
2021-10-04 00:55 | 0 | 6159 | 2851 | 2849 | 400 | 0 | 0 | 663
2021-10-04 01:00 | 0 | 6159 | 2851 | 2849 | 400 | 0 | 0 | 663
2021-10-04 01:05 | 0 | 6159 | 2851 | 2849 | 400 | 0 | 0 | 663
2021-10-04 01:10 | 0 | 6134 | 2851 | 2849 | 425 | 0 | 0 | 663
2021-10-04 01:15 | 0 | 6159 | 2851 | 2849 | 400 | 0 | 0 | 663
2021-10-04 01:20 | 0 | 6159 | 2851 | 2849 | 400 | 0 | 0 | 663
2021-10-04 01:25 | 0 | 6134 | 2851 | 2849 | 425 | 0 | 0 | 663
2021-10-04 01:30 | 0 | 6134 | 2851 | 2849 | 425 | 0 | 0 | 663
2021-10-04 01:35 | 0 | 6134 | 2851 | 2849 | 425 | 0 | 0 | 663
2021-10-04 01:40 | 0 | 6134 | 2851 | 2849 | 425 | 0 | 0 | 663
2021-10-04 01:45 | 0 | 6159 | 2851 | 2849 | 400 | 0 | 0 | 663
2021-10-04 01:50 | 0 | 6134 | 2851 | 2849 | 425 | 0 | 0 | 663
2021-10-04 01:55 | 0 | 6134 | 2851 | 2849 | 425 | 0 | 0 | 663
2021-10-04 02:00 | 0 | 6134 | 2851 | 2849 | 425 | 0 | 0 | 663
2021-10-04 02:05 | 0 | 6134 | 2851 | 2849 | 425 | 0 | 0 | 663
2021-10-04 02:10 | 0 | 6074 | 2911 | 2849 | 425 | 0 | 0 | 663
2021-10-04 02:15 | 0 | 6137 | 2851 | 2849 | 425 | 0 | 0 | 663
2021-10-04 02:20 | 0 | 6137 | 2851 | 2849 | 425 | 0 | 0 | 663
2021-10-04 02:25 | 0 | 6137 | 2851 | 2849 | 425 | 0 | 0 | 663
2021-10-04 02:30 | 0 | 6137 | 2851 | 2849 | 425 | 0 | 0 | 663
2021-10-04 02:35 | 0 | 6137 | 2851 | 2849 | 425 | 0 | 0 | 663
2021-10-04 02:40 | 0 | 6137 | 2851 | 2849 | 425 | 0 | 0 | 663
2021-10-04 02:45 | 0 | 6162 | 2851 | 2849 | 400 | 0 | 0 | 663
2021-10-04 02:50 | 0 | 6137 | 2851 | 2849 | 425 | 0 | 0 | 663
2021-10-04 02:55 | 0 | 6137 | 2851 | 2849 | 425 | 0 | 0 | 663
2021-10-04 03:00 | 0 | 6162 | 2851 | 2849 | 400 | 0 | 0 | 663
2021-10-04 03:05 | 0 | 6137 | 2851 | 2849 | 425 | 0 | 0 | 663
2021-10-04 03:10 | 0 | 6137 | 2851 | 2849 | 425 | 0 | 0 | 663
2021-10-04 03:15 | 0 | 6137 | 2851 | 2849 | 425 | 0 | 0 | 663
2021-10-04 03:20 | 0 | 6137 | 2851 | 2849 | 425 | 0 | 0 | 663
2021-10-04 03:25 | 0 | 6137 | 2851 | 2849 | 425 | 0 | 0 | 663
2021-10-04 03:30 | 0 | 6137 | 2851 | 2849 | 425 | 0 | 0 | 663
2021-10-04 03:35 | 0 | 6137 | 2851 | 2849 | 425 | 0 | 0 | 663
2021-10-04 03:40 | 0 | 6137 | 2851 | 2849 | 425 | 0 | 0 | 663
2021-10-04 03:45 | 0 | 6162 | 2851 | 2849 | 400 | 0 | 0 | 663
2021-10-04 03:50 | 0 | 6162 | 2851 | 2849 | 400 | 0 | 0 | 663
2021-10-04 03:55 | 0 | 6162 | 2851 | 2849 | 400 | 0 | 0 | 663
2021-10-04 04:00 | 0 | 6162 | 2851 | 2849 | 400 | 0 | 0 | 663
2021-10-04 04:05 | 0 | 5716 | 3051 | 3053 | 400 | 0 | 0 | 663
2021-10-04 04:10 | 0 | 5716 | 3051 | 3053 | 400 | 0 | 0 | 663
2021-10-04 04:15 | 0 | 5756 | 3051 | 3053 | 400 | 0 | 0 | 663
2021-10-04 04:20 | 0 | 5756 | 3051 | 3053 | 400 | 0 | 0 | 663
2021-10-04 04:25 | 0 | 5755 | 3051 | 3053 | 400 | 0 | 0 | 663
2021-10-04 04:30 | 0 | 5755 | 3051 | 3053 | 400 | 0 | 0 | 663
2021-10-04 04:35 | 0 | 5755 | 3051 | 3053 | 400 | 0 | 0 | 663
2021-10-04 04:40 | 0 | 5755 | 3051 | 3053 | 400 | 0 | 0 | 663
2021-10-04 04:45 | 0 | 5755 | 3051 | 3053 | 400 | 0 | 0 | 663
2021-10-04 04:50 | 0 | 5755 | 3051 | 3053 | 400 | 0 | 0 | 663
2021-10-04 04:55 | 0 | 5755 | 3051 | 3053 | 400 | 0 | 0 | 663
2021-10-04 05:00 | 0 | 5755 | 3051 | 3053 | 400 | 0 | 0 | 663
2021-10-04 05:05 | 0 | 5845 | 3051 | 2963 | 400 | 0 | 0 | 663
2021-10-04 05:10 | 0 | 5845 | 3051 | 2963 | 400 | 0 | 0 | 663
2021-10-04 05:15 | 0 | 5845 | 3051 | 2963 | 400 | 0 | 0 | 663
2021-10-04 05:20 | 0 | 5845 | 3051 | 2963 | 400 | 0 | 0 | 663
2021-10-04 05:25 | 0 | 5845 | 3051 | 2963 | 400 | 0 | 0 | 663
2021-10-04 05:30 | 0 | 5845 | 3051 | 2963 | 400 | 0 | 0 | 663
2021-10-04 05:35 | 0 | 6045 | 3051 | 2963 | 200 | 0 | 0 | 663
2021-10-04 05:40 | 0 | 5955 | 3051 | 3053 | 200 | 0 | 0 | 663
2021-10-04 05:45 | 0 | 5955 | 3051 | 3053 | 200 | 0 | 0 | 663
2021-10-04 05:50 | 0 | 6045 | 3051 | 2963 | 200 | 0 | 0 | 663
2021-10-04 05:55 | 0 | 5955 | 3051 | 3053 | 200 | 0 | 0 | 663
2021-10-04 06:00 | 0 | 6045 | 3051 | 2963 | 200 | 0 | 0 | 663
2021-10-04 06:05 | 0 | 6045 | 3051 | 2963 | 200 | 0 | 0 | 663
2021-10-04 06:10 | 0 | 6045 | 3051 | 2963 | 200 | 0 | 0 | 663
2021-10-04 06:15 | 0 | 6048 | 3051 | 2963 | 200 | 0 | 0 | 663
2021-10-04 06:20 | 0 | 6048 | 3051 | 2963 | 200 | 0 | 0 | 663
2021-10-04 06:25 | 0 | 5798 | 3014 | 3000 | 272 | 0 | 0 | 841
2021-10-04 06:30 | 0 | 5322 | 3014 | 3476 | 272 | 0 | 0 | 841
2021-10-04 06:35 | 0 | 5203 | 3170 | 3439 | 272 | 0 | 0 | 841
2021-10-04 06:40 | 0 | 5904 | 2718 | 3190 | 272 | 0 | 0 | 841
2021-10-04 06:45 | 0 | 5907 | 2718 | 3190 | 272 | 0 | 0 | 841
2021-10-04 06:50 | 0 | 5943 | 2718 | 3190 | 236 | 0 | 0 | 841
2021-10-04 06:55 | 0 | 5907 | 2718 | 3190 | 272 | 0 | 0 | 841
2021-10-04 07:00 | 0 | 5907 | 2718 | 3190 | 272 | 0 | 0 | 841
2021-10-04 07:05 | 0 | 5817 | 2718 | 3280 | 272 | 0 | 0 | 841
2021-10-04 07:10 | 0 | 5409 | 2913 | 3451 | 314 | 0 | 0 | 841
2021-10-04 07:15 | 0 | 5459 | 2859 | 3398 | 371 | 0 | 0 | 841
2021-10-04 07:20 | 0 | 5140 | 2980 | 3398 | 569 | 0 | 0 | 841
2021-10-04 07:25 | 0 | 5032 | 3009 | 3549 | 497 | 0 | 0 | 841
2021-10-04 07:30 | 0 | 5207 | 2834 | 3549 | 497 | 0 | 0 | 841
2021-10-04 07:35 | 0 | 5253 | 2904 | 3563 | 272 | 0 | 0 | 936
2021-10-04 07:40 | 0 | 5253 | 2903 | 3519 | 317 | 0 | 0 | 936
2021-10-04 07:45 | 0 | 5253 | 2775 | 3563 | 272 | 0 | 0 | 1065
2021-10-04 07:50 | 0 | 5053 | 2904 | 3563 | 472 | 0 | 0 | 936
2021-10-04 07:55 | 0 | 5053 | 2904 | 3563 | 472 | 0 | 0 | 936
2021-10-04 08:00 | 0 | 5053 | 2904 | 3563 | 472 | 0 | 0 | 936
2021-10-04 08:05 | 0 | 5053 | 2958 | 3497 | 472 | 0 | 0 | 948
2021-10-04 08:10 | 0 | 5011 | 2904 | 3593 | 472 | 0 | 0 | 948
2021-10-04 08:15 | 0 | 5133 | 2782 | 3593 | 472 | 0 | 0 | 948
2021-10-04 08:20 | 0 | 5108 | 2782 | 3671 | 497 | 0 | 0 | 870
2021-10-04 08:25 | 0 | 4805 | 2781 | 3930 | 542 | 0 | 0 | 870
2021-10-04 08:30 | 0 | 4837 | 2765 | 3984 | 472 | 0 | 0 | 870
2021-10-04 08:35 | 0 | 4495 | 2756 | 4335 | 472 | 0 | 0 | 870
2021-10-04 08:40 | 0 | 4400 | 2753 | 4433 | 472 | 0 | 0 | 870
2021-10-04 08:45 | 0 | 4175 | 2924 | 4208 | 542 | 212 | 0 | 870
2021-10-04 08:50 | 0 | 4053 | 3101 | 4198 | 497 | 212 | 0 | 870
2021-10-04 08:55 | 0 | 4007 | 3047 | 4298 | 497 | 212 | 0 | 870
2021-10-04 09:00 | 0 | 4007 | 3055 | 4290 | 497 | 212 | 0 | 870
2021-10-04 09:05 | 0 | 4054 | 2873 | 4450 | 472 | 212 | 0 | 870
2021-10-04 09:10 | 0 | 4126 | 2864 | 4362 | 497 | 212 | 0 | 870
2021-10-04 09:15 | 0 | 3774 | 2867 | 4450 | 497 | 212 | 0 | 1131
2021-10-04 09:20 | 0 | 3711 | 2984 | 4396 | 497 | 212 | 0 | 1131
2021-10-04 09:25 | 0 | 3729 | 2904 | 4458 | 497 | 212 | 0 | 1131
2021-10-04 09:30 | 0 | 3715 | 2896 | 4480 | 497 | 212 | 0 | 1131
2021-10-04 09:35 | 0 | 4100 | 2884 | 4368 | 497 | 212 | 0 | 870
2021-10-04 09:40 | 0 | 4308 | 2819 | 4225 | 497 | 212 | 0 | 870
2021-10-04 09:45 | 0 | 4199 | 2989 | 4164 | 497 | 212 | 0 | 870
2021-10-04 09:50 | 0 | 3936 | 2980 | 4436 | 497 | 212 | 0 | 870
2021-10-04 09:55 | 0 | 3578 | 2919 | 4765 | 497 | 212 | 0 | 960
2021-10-04 10:00 | 0 | 3781 | 2904 | 4577 | 497 | 212 | 0 | 960
2021-10-04 10:05 | 0 | 3889 | 2861 | 4512 | 497 | 212 | 0 | 960
2021-10-04 10:10 | 0 | 3898 | 2852 | 4512 | 497 | 212 | 0 | 960
2021-10-04 10:15 | 0 | 3595 | 2850 | 4817 | 497 | 212 | 0 | 960
2021-10-04 10:20 | 0 | 3372 | 2915 | 4542 | 497 | 212 | 0 | 1393
2021-10-04 10:25 | 0 | 3399 | 2888 | 4817 | 497 | 212 | 0 | 1118
2021-10-04 10:30 | 0 | 3394 | 2893 | 4529 | 510 | 212 | 0 | 1393
2021-10-04 10:35 | 0 | 3186 | 3085 | 4545 | 510 | 212 | 0 | 1393
2021-10-04 10:40 | 0 | 3269 | 3026 | 4521 | 510 | 212 | 0 | 1393
2021-10-04 10:45 | 0 | 3329 | 2984 | 4485 | 528 | 212 | 0 | 1393
2021-10-04 10:50 | 0 | 2955 | 3258 | 4838 | 510 | 212 | 0 | 1158
2021-10-04 10:55 | 0 | 3105 | 3099 | 4829 | 528 | 212 | 0 | 1158
2021-10-04 11:00 | 0 | 2936 | 3118 | 4847 | 510 | 212 | 0 | 1308
2021-10-04 11:05 | 0 | 2855 | 3165 | 4812 | 497 | 212 | 0 | 1390
2021-10-04 11:10 | 0 | 3145 | 2909 | 4860 | 497 | 212 | 0 | 1308
2021-10-04 11:15 | 0 | 3105 | 2949 | 4585 | 497 | 212 | 0 | 1583
2021-10-04 11:20 | 0 | 3146 | 2908 | 4585 | 497 | 212 | 0 | 1583
2021-10-04 11:25 | 0 | 3140 | 2968 | 4531 | 497 | 212 | 0 | 1583
2021-10-04 11:30 | 0 | 3122 | 2932 | 4585 | 497 | 212 | 0 | 1583
2021-10-04 11:35 | 0 | 3131 | 2923 | 4585 | 497 | 212 | 0 | 1583
2021-10-04 11:40 | 0 | 2955 | 3099 | 4860 | 497 | 212 | 0 | 1308
2021-10-04 11:45 | 0 | 2785 | 3317 | 4537 | 497 | 212 | 0 | 1583
2021-10-04 11:50 | 0 | 2944 | 3164 | 4429 | 517 | 212 | 80 | 1583
2021-10-04 11:55 | 0 | 2932 | 3176 | 4429 | 517 | 212 | 80 | 1583
2021-10-04 12:00 | 0 | 2962 | 3092 | 4483 | 517 | 212 | 80 | 1583
2021-10-04 12:05 | 0 | 2977 | 3077 | 4483 | 517 | 212 | 80 | 1583
2021-10-04 12:10 | 0 | 2978 | 3076 | 4483 | 517 | 212 | 80 | 1583
2021-10-04 12:15 | 0 | 2990 | 3194 | 4758 | 517 | 212 | 80 | 1178
2021-10-04 12:20 | 0 | 3001 | 3143 | 4485 | 517 | 212 | 80 | 1493
2021-10-04 12:25 | 0 | 3166 | 2970 | 4493 | 517 | 212 | 80 | 1493
2021-10-04 12:30 | 0 | 3172 | 3023 | 4434 | 517 | 212 | 80 | 1493
2021-10-04 12:35 | 0 | 3200 | 3002 | 4421 | 517 | 212 | 80 | 1493
2021-10-04 12:40 | 0 | 2965 | 3271 | 4386 | 517 | 212 | 80 | 1493
2021-10-04 12:45 | 0 | 3398 | 2844 | 4380 | 517 | 212 | 80 | 1493
2021-10-04 12:50 | 0 | 3582 | 2811 | 4229 | 517 | 212 | 80 | 1493
2021-10-04 12:55 | 0 | 3596 | 2795 | 4506 | 517 | 212 | 80 | 1218
2021-10-04 13:00 | 0 | 3407 | 2767 | 4723 | 517 | 212 | 80 | 1218
2021-10-04 13:05 | 0 | 3447 | 2790 | 4385 | 517 | 212 | 80 | 1493
2021-10-04 13:10 | 0 | 3380 | 2846 | 4397 | 517 | 212 | 80 | 1493
2021-10-04 13:15 | 0 | 3318 | 2820 | 4400 | 517 | 212 | 80 | 1575
2021-10-04 13:20 | 0 | 3295 | 2849 | 4394 | 517 | 212 | 80 | 1575
2021-10-04 13:25 | 0 | 3101 | 3040 | 4397 | 517 | 212 | 80 | 1575
2021-10-04 13:30 | 0 | 2960 | 3068 | 4445 | 517 | 212 | 80 | 1640
2021-10-04 13:35 | 0 | 2937 | 3139 | 4397 | 517 | 212 | 80 | 1640
2021-10-04 13:40 | 0 | 2999 | 3090 | 4384 | 517 | 212 | 80 | 1640
2021-10-04 13:45 | 0 | 3088 | 3064 | 4373 | 517 | 212 | 80 | 1591
2021-10-04 13:50 | 0 | 2979 | 3153 | 4668 | 517 | 212 | 80 | 1316
2021-10-04 13:55 | 0 | 2984 | 3144 | 4397 | 517 | 212 | 80 | 1591
2021-10-04 14:00 | 0 | 3055 | 3265 | 4271 | 517 | 212 | 80 | 1525
2021-10-04 14:05 | 0 | 3231 | 3120 | 4665 | 517 | 212 | 80 | 1100
2021-10-04 14:10 | 0 | 3323 | 3051 | 4642 | 517 | 212 | 80 | 1100
2021-10-04 14:15 | 0 | 3752 | 2936 | 4357 | 517 | 212 | 80 | 1068
2021-10-04 14:20 | 0 | 3753 | 2924 | 4366 | 517 | 212 | 80 | 1068
2021-10-04 14:25 | 0 | 4035 | 3034 | 4050 | 481 | 212 | 80 | 1028
2021-10-04 14:30 | 0 | 3966 | 2980 | 4351 | 481 | 212 | 80 | 850
2021-10-04 14:35 | 0 | 4433 | 3031 | 3869 | 445 | 212 | 80 | 850
2021-10-04 14:40 | 0 | 4493 | 3044 | 3806 | 435 | 212 | 80 | 850
2021-10-04 14:45 | 0 | 4160 | 2925 | 3937 | 481 | 212 | 80 | 1125
2021-10-04 14:50 | 0 | 4301 | 2805 | 3918 | 481 | 212 | 80 | 1125
2021-10-04 14:55 | 0 | 4214 | 2901 | 3909 | 481 | 212 | 80 | 1125
2021-10-04 15:00 | 0 | 4649 | 2853 | 3558 | 445 | 212 | 80 | 1125
2021-10-04 15:05 | 0 | 4903 | 2848 | 3548 | 481 | 212 | 80 | 850
2021-10-04 15:10 | 0 | 4578 | 2852 | 3869 | 481 | 212 | 80 | 850
2021-10-04 15:15 | 0 | 4653 | 2848 | 3820 | 456 | 212 | 80 | 850
2021-10-04 15:20 | 0 | 4655 | 2929 | 3748 | 445 | 212 | 80 | 850
2021-10-04 15:25 | 0 | 4513 | 2947 | 3872 | 445 | 212 | 80 | 850
2021-10-04 15:30 | 0 | 4160 | 3103 | 4069 | 445 | 212 | 80 | 850
2021-10-04 15:35 | 0 | 5159 | 2852 | 3479 | 445 | 212 | 80 | 692
2021-10-04 15:40 | 0 | 5338 | 2848 | 3375 | 374 | 212 | 80 | 692
2021-10-04 15:45 | 0 | 5357 | 2837 | 3367 | 374 | 212 | 80 | 692
2021-10-04 15:50 | 0 | 5407 | 2779 | 3375 | 374 | 212 | 80 | 692
2021-10-04 15:55 | 0 | 5644 | 2779 | 3138 | 374 | 212 | 80 | 692
2021-10-04 16:00 | 0 | 5844 | 2787 | 3130 | 174 | 212 | 80 | 692
2021-10-04 16:05 | 0 | 5425 | 2967 | 3062 | 481 | 212 | 80 | 692
2021-10-04 16:10 | 0 | 5238 | 2818 | 3434 | 445 | 212 | 80 | 692
2021-10-04 16:15 | 0 | 5522 | 2856 | 3112 | 445 | 212 | 80 | 692
2021-10-04 16:20 | 0 | 5635 | 2898 | 2982 | 420 | 212 | 80 | 692
2021-10-04 16:25 | 0 | 5885 | 2848 | 2982 | 220 | 212 | 80 | 692
2021-10-04 16:30 | 0 | 5835 | 2848 | 3032 | 220 | 212 | 80 | 692
2021-10-04 16:35 | 0 | 5713 | 2843 | 3066 | 420 | 212 | 80 | 585
2021-10-04 16:40 | 0 | 5960 | 2895 | 2967 | 220 | 212 | 80 | 585
2021-10-04 16:45 | 0 | 5961 | 2894 | 2967 | 220 | 212 | 80 | 585
2021-10-04 16:50 | 0 | 5920 | 2836 | 3066 | 220 | 212 | 80 | 585
2021-10-04 16:55 | 0 | 6154 | 2701 | 2967 | 220 | 212 | 80 | 585
2021-10-04 17:00 | 0 | 6156 | 2701 | 2965 | 220 | 212 | 80 | 585
2021-10-04 17:05 | 0 | 6843 | 2594 | 2697 | 200 | 0 | 0 | 585
2021-10-04 17:10 | 0 | 6843 | 2648 | 2643 | 200 | 0 | 0 | 585
2021-10-04 17:15 | 0 | 6813 | 2546 | 2775 | 200 | 0 | 0 | 585
2021-10-04 17:20 | 0 | 6932 | 2373 | 2829 | 200 | 0 | 0 | 585
2021-10-04 17:25 | 0 | 6932 | 2346 | 2751 | 200 | 0 | 27 | 663
2021-10-04 17:30 | 0 | 7070 | 2333 | 2528 | 200 | 0 | 27 | 761
2021-10-04 17:35 | 0 | 6488 | 2512 | 2388 | 271 | 0 | 298 | 962
2021-10-04 17:40 | 0 | 6844 | 2382 | 2694 | 200 | 0 | 0 | 799
2021-10-04 17:45 | 0 | 6844 | 2382 | 2694 | 200 | 0 | 0 | 799
2021-10-04 17:50 | 0 | 6624 | 2718 | 2694 | 200 | 0 | 0 | 683
2021-10-04 17:55 | 0 | 6624 | 2691 | 2616 | 200 | 0 | 27 | 761
2021-10-04 18:00 | 0 | 6491 | 2824 | 2616 | 200 | 0 | 27 | 761
2021-10-04 18:05 | 0 | 6491 | 2851 | 2792 | 200 | 0 | 0 | 585
2021-10-04 18:10 | 0 | 6042 | 3051 | 3041 | 200 | 0 | 0 | 585
2021-10-04 18:15 | 0 | 6042 | 3051 | 3041 | 200 | 0 | 0 | 585
2021-10-04 18:20 | 0 | 6042 | 3051 | 3041 | 200 | 0 | 0 | 585
2021-10-04 18:25 | 0 | 6042 | 3051 | 3041 | 200 | 0 | 0 | 585
2021-10-04 18:30 | 0 | 6042 | 3051 | 3041 | 200 | 0 | 0 | 585
2021-10-04 18:35 | 0 | 6042 | 3051 | 3041 | 200 | 0 | 0 | 585
2021-10-04 18:40 | 0 | 6042 | 3051 | 3041 | 200 | 0 | 0 | 585
2021-10-04 18:45 | 0 | 6042 | 3051 | 3041 | 200 | 0 | 0 | 585
2021-10-04 18:50 | 0 | 6042 | 3051 | 3041 | 200 | 0 | 0 | 585
2021-10-04 18:55 | 0 | 6042 | 3051 | 3041 | 200 | 0 | 0 | 585
2021-10-04 19:00 | 0 | 6042 | 3051 | 3041 | 200 | 0 | 0 | 585
2021-10-04 19:05 | 0 | 6042 | 3051 | 3041 | 200 | 0 | 0 | 585
2021-10-04 19:10 | 0 | 6042 | 3051 | 3041 | 200 | 0 | 0 | 585
2021-10-04 19:15 | 0 | 6042 | 3051 | 3041 | 200 | 0 | 0 | 585
2021-10-04 19:20 | 0 | 6042 | 3051 | 3041 | 200 | 0 | 0 | 585
2021-10-04 19:25 | 0 | 6042 | 3051 | 3041 | 200 | 0 | 0 | 585
2021-10-04 19:30 | 0 | 6042 | 3051 | 3041 | 200 | 0 | 0 | 585
2021-10-04 19:35 | 0 | 6042 | 3051 | 3041 | 200 | 0 | 0 | 585
2021-10-04 19:40 | 0 | 6042 | 3051 | 3041 | 200 | 0 | 0 | 585
2021-10-04 19:45 | 0 | 6039 | 3051 | 3041 | 200 | 0 | 0 | 585
2021-10-04 19:50 | 0 | 6039 | 3051 | 3041 | 200 | 0 | 0 | 585
2021-10-04 19:55 | 0 | 6039 | 3051 | 3041 | 200 | 0 | 0 | 585
2021-10-04 20:00 | 0 | 6039 | 3051 | 3041 | 200 | 0 | 0 | 585
2021-10-04 20:05 | 0 | 6039 | 3051 | 3041 | 200 | 0 | 0 | 585
2021-10-04 20:10 | 0 | 6039 | 3051 | 3041 | 200 | 0 | 0 | 585
2021-10-04 20:15 | 0 | 6042 | 3051 | 3041 | 200 | 0 | 0 | 585
2021-10-04 20:20 | 0 | 6042 | 3051 | 3041 | 200 | 0 | 0 | 585
2021-10-04 20:25 | 0 | 6042 | 3051 | 3041 | 200 | 0 | 0 | 585
2021-10-04 20:30 | 0 | 6042 | 3051 | 3041 | 200 | 0 | 0 | 585
2021-10-04 20:35 | 0 | 6042 | 3051 | 3041 | 200 | 0 | 0 | 585
2021-10-04 20:40 | 0 | 6042 | 3051 | 3041 | 200 | 0 | 0 | 585
2021-10-04 20:45 | 0 | 6243 | 3051 | 2837 | 200 | 0 | 0 | 585
2021-10-04 20:50 | 0 | 6152 | 3051 | 2927 | 200 | 0 | 0 | 585
2021-10-04 20:55 | 0 | 6152 | 3051 | 2927 | 200 | 0 | 0 | 585
2021-10-04 21:00 | 0 | 5952 | 3051 | 2927 | 400 | 0 | 0 | 585
2021-10-04 21:05 | 0 | 5833 | 3170 | 2927 | 400 | 0 | 0 | 585
2021-10-04 21:10 | 0 | 5833 | 3170 | 2927 | 400 | 0 | 0 | 585
2021-10-04 21:15 | 0 | 5955 | 3051 | 2927 | 400 | 0 | 0 | 585
2021-10-04 21:20 | 0 | 5956 | 3051 | 2927 | 400 | 0 | 0 | 585
2021-10-04 21:25 | 0 | 5956 | 3051 | 2927 | 400 | 0 | 0 | 585
2021-10-04 21:30 | 0 | 5956 | 3051 | 2927 | 400 | 0 | 0 | 585
2021-10-04 21:35 | 0 | 5956 | 3051 | 2927 | 400 | 0 | 0 | 585
2021-10-04 21:40 | 0 | 6046 | 3051 | 2837 | 400 | 0 | 0 | 585
2021-10-04 21:45 | 0 | 6046 | 3051 | 2837 | 400 | 0 | 0 | 585
2021-10-04 21:50 | 0 | 6246 | 3051 | 2837 | 200 | 0 | 0 | 585
2021-10-04 21:55 | 0 | 6246 | 3051 | 2837 | 200 | 0 | 0 | 585
2021-10-04 22:00 | 0 | 6246 | 3051 | 2837 | 200 | 0 | 0 | 585
2021-10-04 22:05 | 0 | 6156 | 3051 | 2927 | 200 | 0 | 0 | 585
2021-10-04 22:10 | 0 | 6046 | 3051 | 2837 | 400 | 0 | 0 | 585
2021-10-04 22:15 | 0 | 6043 | 3051 | 2837 | 400 | 0 | 0 | 585
2021-10-04 22:20 | 0 | 5953 | 3051 | 2927 | 400 | 0 | 0 | 585
2021-10-04 22:25 | 0 | 5953 | 3051 | 2927 | 400 | 0 | 0 | 585
2021-10-04 22:30 | 0 | 5953 | 3051 | 2927 | 400 | 0 | 0 | 585
2021-10-04 22:35 | 0 | 5953 | 3051 | 2927 | 400 | 0 | 0 | 585
2021-10-04 22:40 | 0 | 5953 | 3051 | 2927 | 400 | 0 | 0 | 585
2021-10-04 22:45 | 0 | 5953 | 3051 | 2927 | 400 | 0 | 0 | 585
2021-10-04 22:50 | 0 | 5953 | 3051 | 2927 | 400 | 0 | 0 | 585
2021-10-04 22:55 | 0 | 5928 | 3051 | 2927 | 425 | 0 | 0 | 585
2021-10-04 23:00 | 0 | 5928 | 3051 | 2927 | 425 | 0 | 0 | 585
2021-10-04 23:05 | 0 | 5928 | 3051 | 2927 | 425 | 0 | 0 | 585
2021-10-04 23:10 | 0 | 5953 | 3051 | 2927 | 400 | 0 | 0 | 585
2021-10-04 23:15 | 0 | 5956 | 3051 | 2927 | 400 | 0 | 0 | 585
2021-10-04 23:20 | 0 | 5956 | 3051 | 2927 | 400 | 0 | 0 | 585
2021-10-04 23:25 | 0 | 5956 | 3051 | 2927 | 400 | 0 | 0 | 585
2021-10-04 23:30 | 0 | 6046 | 3051 | 2837 | 400 | 0 | 0 | 585
2021-10-04 23:35 | 0 | 5927 | 3051 | 2837 | 400 | 0 | 0 | 704
2021-10-04 23:40 | 0 | 6046 | 3051 | 2837 | 400 | 0 | 0 | 585
2021-10-04 23:45 | 0 | 6046 | 3051 | 2837 | 400 | 0 | 0 | 585
2021-10-04 23:50 | 0 | 5956 | 3051 | 2927 | 400 | 0 | 0 | 585
2021-10-04 23:55 | 0 | 5956 | 3051 | 2927 | 400 | 0 | 0 | 585
2021-10-05 | 0 | 5956 | 3051 | 2927 | 400 | 0 | 0 | 585
2021-10-05 00:05 | 0 | 5956 | 3051 | 2927 | 400 | 0 | 0 | 585
2021-10-05 00:10 | 0 | 5956 | 3051 | 2927 | 400 | 0 | 0 | 585
2021-10-05 00:15 | 0 | 5956 | 3051 | 2927 | 400 | 0 | 0 | 585
2021-10-05 00:20 | 0 | 5956 | 3051 | 2927 | 400 | 0 | 0 | 585
2021-10-05 00:25 | 0 | 5956 | 3051 | 2927 | 400 | 0 | 0 | 585
2021-10-05 00:30 | 0 | 5956 | 3051 | 2927 | 400 | 0 | 0 | 585
2021-10-05 00:35 | 0 | 5956 | 3051 | 2927 | 400 | 0 | 0 | 585
2021-10-05 00:40 | 0 | 5956 | 3051 | 2927 | 400 | 0 | 0 | 585
2021-10-05 00:45 | 0 | 5928 | 3051 | 2927 | 425 | 0 | 0 | 585
2021-10-05 00:50 | 0 | 5928 | 3051 | 2927 | 425 | 0 | 0 | 585
2021-10-05 00:55 | 0 | 5928 | 3051 | 2927 | 425 | 0 | 0 | 585
2021-10-05 01:00 | 0 | 5928 | 3051 | 2927 | 425 | 0 | 0 | 585
2021-10-05 01:05 | 0 | 5928 | 3051 | 2927 | 425 | 0 | 0 | 585
2021-10-05 01:10 | 0 | 5637 | 3051 | 3218 | 425 | 0 | 0 | 585
2021-10-05 01:15 | 0 | 5659 | 3051 | 3218 | 400 | 0 | 0 | 585
2021-10-05 01:20 | 0 | 5577 | 3108 | 3218 | 425 | 0 | 0 | 585
2021-10-05 01:25 | 0 | 5577 | 3108 | 3218 | 425 | 0 | 0 | 585
2021-10-05 01:30 | 0 | 5379 | 3396 | 3128 | 425 | 0 | 0 | 585
2021-10-05 01:35 | 0 | 5379 | 3396 | 3128 | 425 | 0 | 0 | 585
2021-10-05 01:40 | 0 | 5379 | 3396 | 3128 | 425 | 0 | 0 | 585
2021-10-05 01:45 | 0 | 5382 | 3396 | 3128 | 425 | 0 | 0 | 585
2021-10-05 01:50 | 0 | 5328 | 3450 | 3128 | 425 | 0 | 0 | 585
2021-10-05 01:55 | 0 | 5328 | 3450 | 3128 | 425 | 0 | 0 | 585
2021-10-05 02:00 | 0 | 5328 | 3450 | 3128 | 425 | 0 | 0 | 585
2021-10-05 02:05 | 0 | 5079 | 3699 | 3128 | 425 | 0 | 0 | 585
2021-10-05 02:10 | 0 | 5079 | 3699 | 3128 | 425 | 0 | 0 | 585
2021-10-05 02:15 | 0 | 5079 | 3699 | 3128 | 425 | 0 | 0 | 585
2021-10-05 02:20 | 0 | 5079 | 3699 | 3128 | 425 | 0 | 0 | 585
2021-10-05 02:25 | 0 | 5079 | 3699 | 3128 | 425 | 0 | 0 | 585
2021-10-05 02:30 | 0 | 5079 | 3699 | 3128 | 425 | 0 | 0 | 585
2021-10-05 02:35 | 0 | 5133 | 3645 | 3128 | 425 | 0 | 0 | 585
2021-10-05 02:40 | 0 | 5133 | 3645 | 3128 | 425 | 0 | 0 | 585
2021-10-05 02:45 | 0 | 5079 | 3699 | 3128 | 425 | 0 | 0 | 585
2021-10-05 02:50 | 0 | 5079 | 3699 | 3128 | 425 | 0 | 0 | 585
2021-10-05 02:55 | 0 | 5133 | 3645 | 3128 | 425 | 0 | 0 | 585
2021-10-05 03:00 | 0 | 5133 | 3645 | 3128 | 425 | 0 | 0 | 585
2021-10-05 03:05 | 0 | 5079 | 3699 | 3128 | 425 | 0 | 0 | 585
2021-10-05 03:10 | 0 | 5133 | 3645 | 3128 | 425 | 0 | 0 | 585
2021-10-05 03:15 | 0 | 5133 | 3645 | 3128 | 425 | 0 | 0 | 585
2021-10-05 03:20 | 0 | 5133 | 3645 | 3128 | 425 | 0 | 0 | 585
2021-10-05 03:25 | 0 | 5133 | 3645 | 3128 | 425 | 0 | 0 | 585
2021-10-05 03:30 | 0 | 5133 | 3645 | 3128 | 425 | 0 | 0 | 585
2021-10-05 03:35 | 0 | 5133 | 3645 | 3128 | 425 | 0 | 0 | 585
2021-10-05 03:40 | 0 | 5133 | 3645 | 3128 | 425 | 0 | 0 | 585
2021-10-05 03:45 | 0 | 5130 | 3645 | 3128 | 425 | 0 | 0 | 585
2021-10-05 03:50 | 0 | 5130 | 3645 | 3128 | 425 | 0 | 0 | 585
2021-10-05 03:55 | 0 | 5155 | 3645 | 3128 | 400 | 0 | 0 | 585
2021-10-05 04:00 | 0 | 5076 | 3699 | 3128 | 425 | 0 | 0 | 585
2021-10-05 04:05 | 0 | 4842 | 3699 | 3332 | 425 | 0 | 0 | 585
2021-10-05 04:10 | 0 | 4896 | 3645 | 3332 | 425 | 0 | 0 | 585
2021-10-05 04:15 | 0 | 4933 | 3645 | 3332 | 425 | 0 | 0 | 585
2021-10-05 04:20 | 0 | 4933 | 3645 | 3332 | 425 | 0 | 0 | 585
2021-10-05 04:25 | 0 | 4957 | 3645 | 3332 | 400 | 0 | 0 | 585
2021-10-05 04:30 | 0 | 4932 | 3645 | 3332 | 425 | 0 | 0 | 585
2021-10-05 04:35 | 0 | 4957 | 3645 | 3332 | 400 | 0 | 0 | 585
2021-10-05 04:40 | 0 | 5406 | 3445 | 3083 | 400 | 0 | 0 | 585
2021-10-05 04:45 | 0 | 5406 | 3445 | 3083 | 400 | 0 | 0 | 585
2021-10-05 04:50 | 0 | 5406 | 3445 | 3083 | 400 | 0 | 0 | 585
2021-10-05 04:55 | 0 | 5406 | 3445 | 3083 | 400 | 0 | 0 | 585
2021-10-05 05:00 | 0 | 5406 | 3445 | 3083 | 400 | 0 | 0 | 585
2021-10-05 05:05 | 0 | 5406 | 3445 | 3083 | 400 | 0 | 0 | 585
2021-10-05 05:10 | 0 | 5406 | 3445 | 3083 | 400 | 0 | 0 | 585
2021-10-05 05:15 | 0 | 5406 | 3445 | 3083 | 400 | 0 | 0 | 585
2021-10-05 05:20 | 0 | 5606 | 3445 | 3083 | 200 | 0 | 0 | 585
2021-10-05 05:25 | 0 | 5606 | 3445 | 3083 | 200 | 0 | 0 | 585
2021-10-05 05:30 | 0 | 5606 | 3445 | 3083 | 200 | 0 | 0 | 585
2021-10-05 05:35 | 0 | 5606 | 3445 | 3083 | 200 | 0 | 0 | 585
2021-10-05 05:40 | 0 | 5606 | 3445 | 3083 | 200 | 0 | 0 | 585
2021-10-05 05:45 | 0 | 5609 | 3445 | 3083 | 200 | 0 | 0 | 585
2021-10-05 05:50 | 0 | 5609 | 3445 | 3083 | 200 | 0 | 0 | 585
2021-10-05 05:55 | 0 | 5609 | 3445 | 3083 | 200 | 0 | 0 | 585
2021-10-05 06:00 | 0 | 5609 | 3445 | 3083 | 200 | 0 | 0 | 585
2021-10-05 06:05 | 0 | 5609 | 3445 | 3083 | 200 | 0 | 0 | 585
2021-10-05 06:10 | 0 | 5609 | 3445 | 3083 | 200 | 0 | 0 | 585
2021-10-05 06:15 | 0 | 5160 | 3645 | 3332 | 200 | 0 | 0 | 585
2021-10-05 06:20 | 0 | 5160 | 3645 | 3332 | 200 | 0 | 0 | 585
2021-10-05 06:25 | 0 | 5160 | 3645 | 3332 | 200 | 0 | 0 | 585
2021-10-05 06:30 | 0 | 5160 | 3406 | 3332 | 200 | 0 | 0 | 824
2021-10-05 06:35 | 0 | 5160 | 3645 | 3332 | 200 | 0 | 0 | 585
2021-10-05 06:40 | 0 | 5160 | 3645 | 3332 | 200 | 0 | 0 | 585
2021-10-05 06:45 | 0 | 5160 | 3645 | 3332 | 200 | 0 | 0 | 585
2021-10-05 06:50 | 0 | 5160 | 3747 | 3230 | 200 | 0 | 0 | 585
2021-10-05 06:55 | 0 | 5095 | 3747 | 3295 | 200 | 0 | 0 | 585
2021-10-05 07:00 | 0 | 5677 | 3414 | 3046 | 200 | 0 | 0 | 585
2021-10-05 07:05 | 0 | 5677 | 3326 | 3046 | 200 | 0 | 0 | 673
2021-10-05 07:10 | 0 | 5605 | 3326 | 3046 | 272 | 0 | 0 | 673
2021-10-05 07:15 | 0 | 5430 | 3326 | 3046 | 272 | 0 | 0 | 851
2021-10-05 07:20 | 0 | 5430 | 3326 | 3046 | 272 | 0 | 0 | 851
2021-10-05 07:25 | 0 | 5518 | 3326 | 2958 | 272 | 0 | 0 | 851
2021-10-05 07:30 | 0 | 5598 | 3276 | 2928 | 272 | 0 | 0 | 851
2021-10-05 07:35 | 0 | 5598 | 3276 | 2928 | 272 | 0 | 0 | 851
2021-10-05 07:40 | 0 | 5598 | 3330 | 2874 | 272 | 0 | 0 | 851
2021-10-05 07:45 | 0 | 5596 | 3330 | 2874 | 272 | 0 | 0 | 851
2021-10-05 07:50 | 0 | 5623 | 3258 | 2919 | 272 | 0 | 0 | 851
2021-10-05 07:55 | 0 | 5623 | 3249 | 2928 | 272 | 0 | 0 | 851
2021-10-05 08:00 | 0 | 5623 | 3276 | 2901 | 272 | 0 | 0 | 851
2021-10-05 08:05 | 0 | 5623 | 3346 | 2907 | 272 | 0 | 0 | 775
2021-10-05 08:10 | 0 | 5669 | 3337 | 2916 | 226 | 0 | 0 | 775
2021-10-05 08:15 | 0 | 5714 | 3327 | 2876 | 226 | 0 | 0 | 775
2021-10-05 08:20 | 0 | 6020 | 3108 | 2789 | 226 | 0 | 0 | 775
2021-10-05 08:25 | 0 | 5797 | 2920 | 2814 | 226 | 0 | 386 | 775
2021-10-05 08:30 | 0 | 5797 | 2920 | 2814 | 226 | 0 | 386 | 775
2021-10-05 08:35 | 0 | 5625 | 2990 | 2916 | 226 | 0 | 386 | 775
2021-10-05 08:40 | 0 | 5623 | 2990 | 2916 | 226 | 0 | 386 | 775
2021-10-05 08:45 | 0 | 5628 | 2990 | 2916 | 226 | 0 | 386 | 775
2021-10-05 08:50 | 0 | 5628 | 2990 | 2916 | 226 | 0 | 386 | 775
2021-10-05 08:55 | 0 | 5626 | 2990 | 2916 | 226 | 0 | 386 | 775
2021-10-05 09:00 | 0 | 5830 | 2990 | 2712 | 226 | 0 | 386 | 775
2021-10-05 09:05 | 0 | 5830 | 2990 | 2712 | 226 | 0 | 386 | 775
2021-10-05 09:10 | 0 | 5830 | 2990 | 2712 | 226 | 0 | 386 | 775
2021-10-05 09:15 | 0 | 5828 | 3044 | 2658 | 226 | 0 | 386 | 775
2021-10-05 09:20 | 0 | 5582 | 2990 | 2712 | 472 | 0 | 386 | 775
2021-10-05 09:25 | 0 | 5582 | 2990 | 2712 | 472 | 0 | 386 | 775
2021-10-05 09:30 | 0 | 5426 | 3059 | 2799 | 472 | 0 | 386 | 775
2021-10-05 09:35 | 0 | 5632 | 3099 | 2799 | 226 | 0 | 386 | 775
2021-10-05 09:40 | 0 | 5386 | 3153 | 2745 | 472 | 0 | 386 | 775
2021-10-05 09:45 | 0 | 5386 | 3153 | 2745 | 472 | 0 | 386 | 775
2021-10-05 09:50 | 0 | 5385 | 3099 | 2799 | 472 | 0 | 386 | 775
2021-10-05 09:55 | 0 | 5385 | 3153 | 2745 | 472 | 0 | 386 | 775
2021-10-05 10:00 | 0 | 5454 | 3030 | 2799 | 472 | 0 | 386 | 775
2021-10-05 10:05 | 0 | 5541 | 3084 | 2658 | 472 | 0 | 386 | 775
2021-10-05 10:10 | 0 | 5589 | 3030 | 2712 | 426 | 0 | 386 | 775
2021-10-05 10:15 | 0 | 5540 | 3067 | 2675 | 472 | 0 | 386 | 775
2021-10-05 10:20 | 0 | 5586 | 3049 | 2693 | 426 | 0 | 386 | 775
2021-10-05 10:25 | 0 | 5583 | 2957 | 2675 | 426 | 0 | 386 | 885
2021-10-05 10:30 | 0 | 5537 | 2810 | 2693 | 472 | 0 | 386 | 1014
2021-10-05 10:35 | 0 | 5510 | 3067 | 2702 | 472 | 0 | 386 | 775
2021-10-05 10:40 | 0 | 5533 | 3067 | 2675 | 472 | 0 | 386 | 775
2021-10-05 10:45 | 0 | 5525 | 3051 | 2691 | 472 | 0 | 396 | 775
2021-10-05 10:50 | 0 | 5261 | 3140 | 2841 | 497 | 0 | 396 | 775
2021-10-05 10:55 | 0 | 5241 | 3114 | 2887 | 497 | 0 | 398 | 776
2021-10-05 11:00 | 0 | 5427 | 2992 | 2823 | 497 | 0 | 398 | 776
2021-10-05 11:05 | 0 | 5432 | 2924 | 2886 | 497 | 0 | 398 | 776
2021-10-05 11:10 | 0 | 5305 | 2956 | 2983 | 497 | 0 | 398 | 776
2021-10-05 11:15 | 0 | 5268 | 2878 | 3099 | 497 | 0 | 398 | 776
2021-10-05 11:20 | 0 | 5143 | 2883 | 3220 | 497 | 0 | 398 | 776
2021-10-05 11:25 | 0 | 5182 | 2938 | 3126 | 497 | 0 | 398 | 776
2021-10-05 11:30 | 0 | 5229 | 2946 | 3071 | 497 | 0 | 398 | 776
2021-10-05 11:35 | 0 | 5185 | 2906 | 3155 | 497 | 0 | 398 | 776
2021-10-05 11:40 | 0 | 5269 | 2938 | 3039 | 497 | 0 | 398 | 776
2021-10-05 11:45 | 0 | 5296 | 2912 | 3038 | 497 | 0 | 398 | 776
2021-10-05 11:50 | 0 | 5264 | 2943 | 2982 | 497 | 0 | 398 | 833
2021-10-05 11:55 | 0 | 5264 | 2921 | 3004 | 497 | 0 | 398 | 833
2021-10-05 12:00 | 0 | 5296 | 2838 | 3055 | 497 | 0 | 398 | 833
2021-10-05 12:05 | 0 | 5197 | 3074 | 2918 | 497 | 0 | 398 | 833
2021-10-05 12:10 | 0 | 5172 | 3057 | 2962 | 497 | 0 | 398 | 833
2021-10-05 12:15 | 0 | 5094 | 3044 | 3053 | 497 | 0 | 398 | 833
2021-10-05 12:20 | 0 | 4724 | 3048 | 3419 | 497 | 0 | 398 | 833
2021-10-05 12:25 | 0 | 5101 | 3072 | 3018 | 497 | 0 | 398 | 833
2021-10-05 12:30 | 0 | 4934 | 3096 | 3161 | 497 | 0 | 398 | 833
2021-10-05 12:35 | 0 | 4769 | 3114 | 3308 | 497 | 0 | 398 | 833
2021-10-05 12:40 | 0 | 4769 | 3072 | 3350 | 497 | 0 | 398 | 833
2021-10-05 12:45 | 0 | 4751 | 3074 | 3366 | 497 | 0 | 398 | 833
2021-10-05 12:50 | 0 | 5059 | 3054 | 3074 | 497 | 0 | 398 | 833
2021-10-05 12:55 | 0 | 4834 | 2994 | 3359 | 497 | 0 | 398 | 833
2021-10-05 13:00 | 0 | 5141 | 3044 | 3002 | 497 | 0 | 398 | 833
2021-10-05 13:05 | 0 | 5109 | 2931 | 3059 | 497 | 0 | 398 | 921
2021-10-05 13:10 | 0 | 5074 | 3105 | 3008 | 497 | 0 | 398 | 833
2021-10-05 13:15 | 0 | 4747 | 3019 | 3421 | 497 | 0 | 398 | 833
2021-10-05 13:20 | 0 | 5111 | 3054 | 3024 | 497 | 0 | 398 | 833
2021-10-05 13:25 | 0 | 5083 | 3083 | 3023 | 497 | 0 | 398 | 833
2021-10-05 13:30 | 0 | 5078 | 3041 | 3070 | 497 | 0 | 398 | 833
2021-10-05 13:35 | 0 | 4858 | 2911 | 3332 | 497 | 0 | 398 | 921
2021-10-05 13:40 | 0 | 5165 | 2911 | 3082 | 497 | 0 | 398 | 864
2021-10-05 13:45 | 0 | 4734 | 2966 | 3458 | 497 | 0 | 398 | 864
2021-10-05 13:50 | 0 | 5096 | 2986 | 3076 | 497 | 0 | 398 | 864
2021-10-05 13:55 | 0 | 4846 | 2847 | 3465 | 497 | 0 | 398 | 864
2021-10-05 14:00 | 0 | 4734 | 2974 | 3175 | 497 | 0 | 398 | 1139
2021-10-05 14:05 | 0 | 4734 | 2986 | 3163 | 497 | 0 | 398 | 1139
2021-10-05 14:10 | 0 | 4771 | 3099 | 3376 | 497 | 0 | 398 | 776
2021-10-05 14:15 | 0 | 5046 | 3088 | 3112 | 497 | 0 | 398 | 776
2021-10-05 14:20 | 0 | 4821 | 3096 | 3329 | 497 | 0 | 398 | 776
2021-10-05 14:25 | 0 | 5165 | 3055 | 3026 | 497 | 0 | 398 | 776
2021-10-05 14:30 | 0 | 5165 | 3055 | 3026 | 497 | 0 | 398 | 776
2021-10-05 14:35 | 0 | 4803 | 3004 | 3439 | 497 | 0 | 398 | 776
2021-10-05 14:40 | 0 | 4781 | 3051 | 3414 | 497 | 0 | 398 | 776
2021-10-05 14:45 | 0 | 5223 | 3025 | 3000 | 497 | 0 | 398 | 776
2021-10-05 14:50 | 0 | 5408 | 3063 | 2991 | 461 | 0 | 398 | 598
2021-10-05 14:55 | 0 | 5321 | 3071 | 3070 | 461 | 0 | 398 | 598
2021-10-05 15:00 | 0 | 5408 | 3082 | 2972 | 461 | 0 | 398 | 598
2021-10-05 15:05 | 0 | 5446 | 3004 | 3012 | 461 | 0 | 398 | 598
2021-10-05 15:10 | 0 | 5696 | 3055 | 2711 | 461 | 0 | 398 | 598
2021-10-05 15:15 | 0 | 5447 | 3087 | 2892 | 497 | 0 | 398 | 598
2021-10-05 15:20 | 0 | 5698 | 3055 | 2711 | 461 | 0 | 398 | 598
2021-10-05 15:25 | 0 | 5698 | 3055 | 2711 | 461 | 0 | 398 | 598
2021-10-05 15:30 | 0 | 5798 | 3026 | 2711 | 390 | 0 | 398 | 598
2021-10-05 15:35 | 0 | 6357 | 2856 | 2686 | 425 | 0 | 0 | 597
2021-10-05 15:40 | 0 | 6516 | 2856 | 2598 | 354 | 0 | 0 | 597
2021-10-05 15:45 | 0 | 6491 | 2856 | 2598 | 379 | 0 | 0 | 597
2021-10-05 15:50 | 0 | 6516 | 2856 | 2598 | 354 | 0 | 0 | 597
2021-10-05 15:55 | 0 | 6518 | 2856 | 2598 | 354 | 0 | 0 | 597
2021-10-05 16:00 | 0 | 6472 | 2856 | 2598 | 400 | 0 | 0 | 597
2021-10-05 16:05 | 0 | 6436 | 2856 | 2598 | 436 | 0 | 0 | 597
2021-10-05 16:10 | 0 | 6586 | 2856 | 2448 | 436 | 0 | 0 | 597
2021-10-05 16:15 | 0 | 6613 | 2856 | 2421 | 436 | 0 | 0 | 597
2021-10-05 16:20 | 0 | 6613 | 2856 | 2421 | 436 | 0 | 0 | 597
2021-10-05 16:25 | 0 | 6659 | 2856 | 2421 | 390 | 0 | 0 | 597
2021-10-05 16:30 | 0 | 6659 | 2856 | 2421 | 390 | 0 | 0 | 597
2021-10-05 16:35 | 0 | 6613 | 2856 | 2433 | 436 | 0 | 0 | 585
2021-10-05 16:40 | 0 | 6895 | 2856 | 2433 | 154 | 0 | 0 | 585
2021-10-05 16:45 | 0 | 6895 | 2856 | 2433 | 154 | 0 | 0 | 585
2021-10-05 16:50 | 0 | 6895 | 2856 | 2433 | 154 | 0 | 0 | 585
2021-10-05 16:55 | 0 | 6606 | 2856 | 2720 | 154 | 0 | 0 | 585
2021-10-05 17:00 | 0 | 6491 | 2925 | 2720 | 200 | 0 | 0 | 585
2021-10-05 17:05 | 0 | 6663 | 2855 | 2618 | 200 | 0 | 0 | 585
2021-10-05 17:10 | 0 | 6575 | 2855 | 2706 | 200 | 0 | 0 | 585
2021-10-05 17:15 | 0 | 6525 | 2905 | 2706 | 200 | 0 | 0 | 585
2021-10-05 17:20 | 0 | 6613 | 2905 | 2618 | 200 | 0 | 0 | 585
2021-10-05 17:25 | 0 | 6663 | 2855 | 2618 | 200 | 0 | 0 | 585
2021-10-05 17:30 | 0 | 6590 | 2753 | 2793 | 200 | 0 | 0 | 585
2021-10-05 17:35 | 0 | 6590 | 2753 | 2793 | 200 | 0 | 0 | 585
2021-10-05 17:40 | 0 | 6540 | 2803 | 2793 | 200 | 0 | 0 | 585
2021-10-05 17:45 | 0 | 6542 | 2803 | 2793 | 200 | 0 | 0 | 585
2021-10-05 17:50 | 0 | 6379 | 2936 | 2823 | 200 | 0 | 0 | 585
2021-10-05 17:55 | 0 | 5608 | 3458 | 3072 | 200 | 0 | 0 | 585
2021-10-05 18:00 | 0 | 5608 | 3458 | 3072 | 200 | 0 | 0 | 585
2021-10-05 18:05 | 0 | 5300 | 3766 | 3072 | 200 | 0 | 0 | 585
2021-10-05 18:10 | 0 | 5300 | 3766 | 3072 | 200 | 0 | 0 | 585
2021-10-05 18:15 | 0 | 5300 | 3766 | 3072 | 200 | 0 | 0 | 585
2021-10-05 18:20 | 0 | 5300 | 3766 | 3072 | 200 | 0 | 0 | 585
2021-10-05 18:25 | 0 | 5300 | 3766 | 3072 | 200 | 0 | 0 | 585
2021-10-05 18:30 | 0 | 5300 | 3766 | 3072 | 200 | 0 | 0 | 585
2021-10-05 18:35 | 0 | 5300 | 3766 | 3072 | 200 | 0 | 0 | 585
2021-10-05 18:40 | 0 | 5300 | 3766 | 3072 | 200 | 0 | 0 | 585
2021-10-05 18:45 | 0 | 5300 | 3766 | 3072 | 200 | 0 | 0 | 585
2021-10-05 18:50 | 0 | 5300 | 3766 | 3072 | 200 | 0 | 0 | 585
2021-10-05 18:55 | 0 | 5300 | 3766 | 3072 | 200 | 0 | 0 | 585
2021-10-05 19:00 | 0 | 5300 | 3766 | 3072 | 200 | 0 | 0 | 585
2021-10-05 19:05 | 0 | 5300 | 3766 | 3072 | 200 | 0 | 0 | 585
2021-10-05 19:10 | 0 | 5300 | 3766 | 3072 | 200 | 0 | 0 | 585
2021-10-05 19:15 | 0 | 5300 | 3766 | 3072 | 200 | 0 | 0 | 585
2021-10-05 19:20 | 0 | 5300 | 3766 | 3072 | 200 | 0 | 0 | 585
2021-10-05 19:25 | 0 | 5300 | 3766 | 3072 | 200 | 0 | 0 | 585
2021-10-05 19:30 | 0 | 5300 | 3766 | 3072 | 200 | 0 | 0 | 585
2021-10-05 19:35 | 0 | 5300 | 3766 | 3072 | 200 | 0 | 0 | 585
2021-10-05 19:40 | 0 | 5300 | 3766 | 3072 | 200 | 0 | 0 | 585
2021-10-05 19:45 | 0 | 5300 | 3766 | 3072 | 200 | 0 | 0 | 585
2021-10-05 19:50 | 0 | 5300 | 3766 | 3072 | 200 | 0 | 0 | 585
2021-10-05 19:55 | 0 | 5300 | 3766 | 3072 | 200 | 0 | 0 | 585
2021-10-05 20:00 | 0 | 5300 | 3766 | 3072 | 200 | 0 | 0 | 585
2021-10-05 20:05 | 0 | 5300 | 3766 | 3072 | 200 | 0 | 0 | 585
2021-10-05 20:10 | 0 | 5300 | 3766 | 3072 | 200 | 0 | 0 | 585
2021-10-05 20:15 | 0 | 5300 | 3766 | 3072 | 200 | 0 | 0 | 585
2021-10-05 20:20 | 0 | 5300 | 3767 | 3071 | 200 | 0 | 0 | 585
2021-10-05 20:25 | 0 | 5300 | 3767 | 3071 | 200 | 0 | 0 | 585
2021-10-05 20:30 | 0 | 5300 | 3767 | 3071 | 200 | 0 | 0 | 585
2021-10-05 20:35 | 0 | 5300 | 3767 | 3071 | 200 | 0 | 0 | 585
2021-10-05 20:40 | 0 | 5300 | 3767 | 3071 | 200 | 0 | 0 | 585
2021-10-05 20:45 | 0 | 5300 | 3767 | 3071 | 200 | 0 | 0 | 585
2021-10-05 20:50 | 0 | 5300 | 3767 | 3071 | 200 | 0 | 0 | 585
2021-10-05 20:55 | 0 | 5300 | 3767 | 3071 | 200 | 0 | 0 | 585
2021-10-05 21:00 | 0 | 5300 | 3767 | 3071 | 200 | 0 | 0 | 585
2021-10-05 21:05 | 0 | 5300 | 3767 | 3071 | 200 | 0 | 0 | 585
2021-10-05 21:10 | 0 | 5300 | 3767 | 3071 | 200 | 0 | 0 | 585
2021-10-05 21:15 | 0 | 5300 | 3767 | 3071 | 200 | 0 | 0 | 585
2021-10-05 21:20 | 0 | 5300 | 3767 | 3071 | 200 | 0 | 0 | 585
2021-10-05 21:25 | 0 | 5300 | 3767 | 3071 | 200 | 0 | 0 | 585
2021-10-05 21:30 | 0 | 5300 | 3767 | 3071 | 200 | 0 | 0 | 585
2021-10-05 21:35 | 0 | 5300 | 3767 | 3071 | 200 | 0 | 0 | 585
2021-10-05 21:40 | 0 | 5300 | 3767 | 3071 | 200 | 0 | 0 | 585
2021-10-05 21:45 | 0 | 5297 | 3767 | 3071 | 200 | 0 | 0 | 585
2021-10-05 21:50 | 0 | 5297 | 3767 | 3071 | 200 | 0 | 0 | 585
2021-10-05 21:55 | 0 | 5297 | 3767 | 3071 | 200 | 0 | 0 | 585
2021-10-05 22:00 | 0 | 5297 | 3767 | 3071 | 200 | 0 | 0 | 585
2021-10-05 22:05 | 0 | 5297 | 3767 | 3071 | 200 | 0 | 0 | 585
2021-10-05 22:10 | 0 | 5297 | 3767 | 3071 | 200 | 0 | 0 | 585
2021-10-05 22:15 | 0 | 5297 | 3767 | 3071 | 200 | 0 | 0 | 585
2021-10-05 22:20 | 0 | 5297 | 3767 | 3071 | 200 | 0 | 0 | 585
2021-10-05 22:25 | 0 | 5297 | 3767 | 3071 | 200 | 0 | 0 | 585
2021-10-05 22:30 | 0 | 5297 | 3767 | 3071 | 200 | 0 | 0 | 585
2021-10-05 22:35 | 0 | 5297 | 3767 | 3071 | 200 | 0 | 0 | 585
2021-10-05 22:40 | 0 | 5297 | 3767 | 3071 | 200 | 0 | 0 | 585
2021-10-05 22:45 | 0 | 5297 | 3767 | 3071 | 200 | 0 | 0 | 585
2021-10-05 22:50 | 0 | 5297 | 3767 | 3071 | 200 | 0 | 0 | 585
2021-10-05 22:55 | 0 | 5297 | 3767 | 3071 | 200 | 0 | 0 | 585
2021-10-05 23:00 | 0 | 5297 | 3767 | 3071 | 200 | 0 | 0 | 585
2021-10-05 23:05 | 0 | 5297 | 3767 | 3071 | 200 | 0 | 0 | 585
2021-10-05 23:10 | 0 | 5297 | 3767 | 3071 | 200 | 0 | 0 | 585
2021-10-05 23:15 | 0 | 5297 | 3767 | 3071 | 200 | 0 | 0 | 585
2021-10-05 23:20 | 0 | 5297 | 3767 | 3071 | 200 | 0 | 0 | 585
2021-10-05 23:25 | 0 | 5297 | 3767 | 3071 | 200 | 0 | 0 | 585
2021-10-05 23:30 | 0 | 5297 | 3767 | 3071 | 200 | 0 | 0 | 585
2021-10-05 23:35 | 0 | 5297 | 3767 | 3071 | 200 | 0 | 0 | 585
2021-10-05 23:40 | 0 | 5297 | 3767 | 3071 | 200 | 0 | 0 | 585
2021-10-05 23:45 | 0 | 5297 | 3767 | 3071 | 200 | 0 | 0 | 585
2021-10-05 23:50 | 0 | 5297 | 3767 | 3071 | 200 | 0 | 0 | 585
2021-10-05 23:55 | 0 | 5538 | 3526 | 3071 | 200 | 0 | 0 | 585
2021-10-06 | 0 | 5538 | 3526 | 3071 | 200 | 0 | 0 | 585
2021-10-06 00:05 | 0 | 5538 | 3526 | 3071 | 200 | 0 | 0 | 585
2021-10-06 00:10 | 0 | 5538 | 3526 | 3071 | 200 | 0 | 0 | 585
2021-10-06 00:15 | 0 | 5538 | 3526 | 3071 | 200 | 0 | 0 | 585
2021-10-06 00:20 | 0 | 5538 | 3526 | 3071 | 200 | 0 | 0 | 585
2021-10-06 00:25 | 0 | 5538 | 3526 | 3071 | 200 | 0 | 0 | 585
2021-10-06 00:30 | 0 | 5538 | 3526 | 3071 | 200 | 0 | 0 | 585
2021-10-06 00:35 | 0 | 5538 | 3526 | 3071 | 200 | 0 | 0 | 585
2021-10-06 00:40 | 0 | 5538 | 3526 | 3071 | 200 | 0 | 0 | 585
2021-10-06 00:45 | 0 | 5538 | 3526 | 3071 | 200 | 0 | 0 | 585
2021-10-06 00:50 | 0 | 5538 | 3526 | 3071 | 200 | 0 | 0 | 585
2021-10-06 00:55 | 0 | 5538 | 3526 | 3071 | 200 | 0 | 0 | 585
2021-10-06 01:00 | 0 | 5538 | 3526 | 3071 | 200 | 0 | 0 | 585
2021-10-06 01:05 | 0 | 5538 | 3526 | 3071 | 200 | 0 | 0 | 585
2021-10-06 01:10 | 0 | 5538 | 3526 | 3071 | 200 | 0 | 0 | 585
2021-10-06 01:15 | 0 | 5538 | 3526 | 3071 | 200 | 0 | 0 | 585
2021-10-06 01:20 | 0 | 5538 | 3526 | 3071 | 200 | 0 | 0 | 585
2021-10-06 01:25 | 0 | 5538 | 3526 | 3071 | 200 | 0 | 0 | 585
2021-10-06 01:30 | 0 | 5538 | 3526 | 3071 | 200 | 0 | 0 | 585
2021-10-06 01:35 | 0 | 5538 | 3526 | 3071 | 200 | 0 | 0 | 585
2021-10-06 01:40 | 0 | 5538 | 3526 | 3071 | 200 | 0 | 0 | 585
2021-10-06 01:45 | 0 | 5538 | 3526 | 3071 | 200 | 0 | 0 | 585
2021-10-06 01:50 | 0 | 5538 | 3526 | 3071 | 200 | 0 | 0 | 585
2021-10-06 01:55 | 0 | 5538 | 3526 | 3071 | 200 | 0 | 0 | 585
2021-10-06 02:00 | 0 | 5538 | 3526 | 3071 | 200 | 0 | 0 | 585
2021-10-06 02:05 | 0 | 5538 | 3526 | 3071 | 200 | 0 | 0 | 585
2021-10-06 02:10 | 0 | 5538 | 3526 | 3071 | 200 | 0 | 0 | 585
2021-10-06 02:15 | 0 | 5538 | 3526 | 3071 | 200 | 0 | 0 | 585
2021-10-06 02:20 | 0 | 5538 | 3526 | 3071 | 200 | 0 | 0 | 585
2021-10-06 02:25 | 0 | 5538 | 3526 | 3071 | 200 | 0 | 0 | 585
2021-10-06 02:30 | 0 | 5538 | 3526 | 3071 | 200 | 0 | 0 | 585
2021-10-06 02:35 | 0 | 5538 | 3526 | 3071 | 200 | 0 | 0 | 585
2021-10-06 02:40 | 0 | 5538 | 3526 | 3071 | 200 | 0 | 0 | 585
2021-10-06 02:45 | 0 | 5538 | 3526 | 3071 | 200 | 0 | 0 | 585
2021-10-06 02:50 | 0 | 5538 | 3526 | 3071 | 200 | 0 | 0 | 585
2021-10-06 02:55 | 0 | 5538 | 3526 | 3071 | 200 | 0 | 0 | 585
2021-10-06 03:00 | 0 | 5538 | 3526 | 3071 | 200 | 0 | 0 | 585
2021-10-06 03:05 | 0 | 5538 | 3526 | 3071 | 200 | 0 | 0 | 585
2021-10-06 03:10 | 0 | 5538 | 3526 | 3071 | 200 | 0 | 0 | 585
2021-10-06 03:15 | 0 | 5538 | 3526 | 3071 | 200 | 0 | 0 | 585
2021-10-06 03:20 | 0 | 5538 | 3526 | 3071 | 200 | 0 | 0 | 585
2021-10-06 03:25 | 0 | 5538 | 3526 | 3071 | 200 | 0 | 0 | 585
2021-10-06 03:30 | 0 | 5538 | 3526 | 3071 | 200 | 0 | 0 | 585
2021-10-06 03:35 | 0 | 5538 | 3526 | 3071 | 200 | 0 | 0 | 585
2021-10-06 03:40 | 0 | 5538 | 3526 | 3071 | 200 | 0 | 0 | 585
2021-10-06 03:45 | 0 | 5538 | 3526 | 3071 | 200 | 0 | 0 | 585
2021-10-06 03:50 | 0 | 5538 | 3526 | 3071 | 200 | 0 | 0 | 585
2021-10-06 03:55 | 0 | 5538 | 3526 | 3071 | 200 | 0 | 0 | 585
2021-10-06 04:00 | 0 | 5538 | 3526 | 3071 | 200 | 0 | 0 | 585
2021-10-06 04:05 | 0 | 5389 | 3620 | 3089 | 200 | 0 | 0 | 465
2021-10-06 04:10 | 0 | 5383 | 3539 | 3176 | 200 | 0 | 0 | 465
2021-10-06 04:15 | 0 | 5423 | 3539 | 3176 | 200 | 0 | 0 | 465
2021-10-06 04:20 | 0 | 5423 | 3539 | 3176 | 200 | 0 | 0 | 465
2021-10-06 04:25 | 0 | 5420 | 3539 | 3176 | 200 | 0 | 0 | 465
2021-10-06 04:30 | 0 | 5420 | 3539 | 3176 | 200 | 0 | 0 | 465
2021-10-06 04:35 | 0 | 5420 | 3539 | 3176 | 200 | 0 | 0 | 465
2021-10-06 04:40 | 0 | 5420 | 3539 | 3176 | 200 | 0 | 0 | 465
2021-10-06 04:45 | 0 | 5420 | 3539 | 3176 | 200 | 0 | 0 | 465
2021-10-06 04:50 | 0 | 5418 | 3539 | 3176 | 200 | 0 | 0 | 465
2021-10-06 04:55 | 0 | 5096 | 3861 | 3176 | 200 | 0 | 0 | 465
2021-10-06 05:00 | 0 | 5096 | 3861 | 3176 | 200 | 0 | 0 | 465
2021-10-06 05:05 | 0 | 5096 | 3861 | 3176 | 200 | 0 | 0 | 465
2021-10-06 05:10 | 0 | 5096 | 3861 | 3176 | 200 | 0 | 0 | 465
2021-10-06 05:15 | 0 | 5096 | 3861 | 3176 | 200 | 0 | 0 | 465
2021-10-06 05:20 | 0 | 5096 | 3861 | 3176 | 200 | 0 | 0 | 465
2021-10-06 05:25 | 0 | 5096 | 3861 | 3176 | 200 | 0 | 0 | 465
2021-10-06 05:30 | 0 | 5096 | 3861 | 3176 | 200 | 0 | 0 | 465
2021-10-06 05:35 | 0 | 5096 | 3861 | 3176 | 200 | 0 | 0 | 465
2021-10-06 05:40 | 0 | 5096 | 3861 | 3176 | 200 | 0 | 0 | 465
2021-10-06 05:45 | 0 | 5096 | 3861 | 3176 | 200 | 0 | 0 | 465
2021-10-06 05:50 | 0 | 5096 | 3861 | 3176 | 200 | 0 | 0 | 465
2021-10-06 05:55 | 0 | 5096 | 3861 | 3176 | 200 | 0 | 0 | 465
2021-10-06 06:00 | 0 | 5096 | 3861 | 3176 | 200 | 0 | 0 | 465
2021-10-06 06:05 | 0 | 5113 | 3861 | 3126 | 200 | 0 | 0 | 498
2021-10-06 06:10 | 0 | 5113 | 3861 | 3126 | 200 | 0 | 0 | 498
2021-10-06 06:15 | 0 | 5113 | 3861 | 3126 | 200 | 0 | 0 | 498
2021-10-06 06:20 | 0 | 5113 | 3861 | 3126 | 200 | 0 | 0 | 498
2021-10-06 06:25 | 0 | 5113 | 3861 | 3126 | 200 | 0 | 0 | 498
2021-10-06 06:30 | 0 | 5113 | 3861 | 3126 | 200 | 0 | 0 | 498
2021-10-06 06:35 | 0 | 5531 | 3545 | 3024 | 200 | 0 | 0 | 498
2021-10-06 06:40 | 0 | 5853 | 3223 | 3024 | 200 | 0 | 0 | 498
2021-10-06 06:45 | 0 | 6627 | 2890 | 2583 | 200 | 0 | 0 | 498
2021-10-06 06:50 | 0 | 6799 | 2890 | 2411 | 200 | 0 | 0 | 498
2021-10-06 06:55 | 0 | 6898 | 2890 | 2312 | 200 | 0 | 0 | 498
2021-10-06 07:00 | 0 | 6955 | 2833 | 2312 | 200 | 0 | 0 | 498
2021-10-06 07:05 | 0 | 7001 | 2833 | 2312 | 154 | 0 | 0 | 498
2021-10-06 07:10 | 0 | 7208 | 2714 | 2224 | 154 | 0 | 0 | 498
2021-10-06 07:15 | 0 | 7322 | 2714 | 2110 | 154 | 0 | 0 | 498
2021-10-06 07:20 | 0 | 7324 | 2714 | 2110 | 154 | 0 | 0 | 498
2021-10-06 07:25 | 0 | 7324 | 2714 | 2110 | 154 | 0 | 0 | 498
2021-10-06 07:30 | 0 | 7443 | 2595 | 2110 | 154 | 0 | 0 | 498
2021-10-06 07:35 | 0 | 7353 | 2595 | 2200 | 154 | 0 | 0 | 498
2021-10-06 07:40 | 0 | 7353 | 2595 | 2200 | 154 | 0 | 0 | 498
2021-10-06 07:45 | 0 | 7351 | 2595 | 2200 | 154 | 0 | 0 | 498
2021-10-06 07:50 | 0 | 7351 | 2595 | 2200 | 154 | 0 | 0 | 498
2021-10-06 07:55 | 0 | 7353 | 2595 | 2200 | 154 | 0 | 0 | 498
2021-10-06 08:00 | 0 | 7353 | 2595 | 2200 | 154 | 0 | 0 | 498
2021-10-06 08:05 | 0 | 7353 | 2595 | 2188 | 154 | 0 | 0 | 510
2021-10-06 08:10 | 0 | 7353 | 2595 | 2188 | 154 | 0 | 0 | 510
2021-10-06 08:15 | 0 | 7151 | 2595 | 2188 | 354 | 0 | 0 | 510
2021-10-06 08:20 | 0 | 7126 | 2595 | 2188 | 379 | 0 | 0 | 510
2021-10-06 08:25 | 0 | 6954 | 2595 | 2276 | 461 | 0 | 0 | 510
2021-10-06 08:30 | 0 | 6954 | 2595 | 2276 | 461 | 0 | 0 | 510
2021-10-06 08:35 | 0 | 6951 | 2598 | 2276 | 461 | 0 | 0 | 510
2021-10-06 08:40 | 0 | 6954 | 2595 | 2276 | 461 | 0 | 0 | 510
2021-10-06 08:45 | 0 | 6395 | 2853 | 2394 | 551 | 0 | 0 | 605
2021-10-06 08:50 | 0 | 6210 | 2720 | 2766 | 497 | 0 | 0 | 605
2021-10-06 08:55 | 0 | 6500 | 2721 | 2475 | 497 | 0 | 0 | 605
2021-10-06 09:00 | 0 | 5893 | 2977 | 2736 | 587 | 0 | 0 | 605
2021-10-06 09:05 | 0 | 5911 | 2815 | 2970 | 497 | 0 | 0 | 605
2021-10-06 09:10 | 0 | 5924 | 2802 | 2970 | 497 | 0 | 0 | 605
2021-10-06 09:15 | 0 | 5776 | 3076 | 2880 | 461 | 0 | 0 | 605
2021-10-06 09:20 | 0 | 5804 | 3059 | 2833 | 497 | 0 | 0 | 605
2021-10-06 09:25 | 0 | 5698 | 3189 | 2806 | 497 | 0 | 0 | 606
2021-10-06 09:30 | 0 | 5698 | 3189 | 2806 | 497 | 0 | 0 | 606
2021-10-06 09:35 | 0 | 5789 | 3189 | 2806 | 497 | 0 | 0 | 511
2021-10-06 09:40 | 0 | 5789 | 3239 | 2756 | 497 | 0 | 0 | 511
2021-10-06 09:45 | 0 | 5357 | 3382 | 2869 | 497 | 0 | 0 | 689
2021-10-06 09:50 | 0 | 5348 | 3321 | 2939 | 497 | 0 | 0 | 689
2021-10-06 09:55 | 0 | 4630 | 3269 | 3443 | 517 | 0 | 208 | 727
2021-10-06 10:00 | 0 | 4656 | 3360 | 3325 | 517 | 0 | 208 | 728
2021-10-06 10:05 | 0 | 4630 | 3459 | 2976 | 517 | 0 | 208 | 1004
2021-10-06 10:10 | 0 | 5452 | 3429 | 2704 | 481 | 0 | 208 | 520
2021-10-06 10:15 | 0 | 5353 | 3439 | 2793 | 481 | 0 | 208 | 520
2021-10-06 10:20 | 0 | 5222 | 3493 | 2849 | 502 | 0 | 206 | 520
2021-10-06 10:25 | 0 | 4945 | 3329 | 3133 | 481 | 0 | 206 | 698
2021-10-06 10:30 | 0 | 4564 | 3250 | 3194 | 517 | 0 | 206 | 1061
2021-10-06 10:35 | 0 | 4910 | 3275 | 3129 | 517 | 0 | 206 | 755
2021-10-06 10:40 | 0 | 4559 | 3124 | 3521 | 517 | 0 | 206 | 865
2021-10-06 10:45 | 0 | 4405 | 3024 | 3404 | 484 | 0 | 206 | 1269
2021-10-06 10:50 | 0 | 4891 | 3174 | 3368 | 481 | 0 | 206 | 672
2021-10-06 10:55 | 0 | 4430 | 3191 | 3574 | 541 | 0 | 206 | 850
2021-10-06 11:00 | 0 | 4103 | 3154 | 3882 | 597 | 0 | 206 | 850
2021-10-06 11:05 | 0 | 4039 | 3128 | 3941 | 597 | 0 | 206 | 881
2021-10-06 11:10 | 0 | 4167 | 3062 | 3431 | 597 | 0 | 206 | 1329
2021-10-06 11:15 | 0 | 4002 | 2968 | 3547 | 597 | 0 | 206 | 1469
2021-10-06 11:20 | 0 | 3949 | 2883 | 3416 | 622 | 0 | 234 | 1687
2021-10-06 11:25 | 0 | 3995 | 2926 | 3636 | 622 | 0 | 234 | 1378
2021-10-06 11:30 | 0 | 3617 | 3063 | 3762 | 622 | 0 | 234 | 1493
2021-10-06 11:35 | 0 | 3799 | 3040 | 3691 | 622 | 0 | 234 | 1405
2021-10-06 11:40 | 0 | 3796 | 2900 | 3755 | 622 | 0 | 234 | 1483
2021-10-06 11:45 | 0 | 3796 | 2883 | 3775 | 622 | 0 | 234 | 1483
2021-10-06 11:50 | 0 | 3741 | 2965 | 3747 | 622 | 0 | 232 | 1484
2021-10-06 11:55 | 0 | 3798 | 2946 | 3709 | 622 | 0 | 232 | 1484
2021-10-06 12:00 | 0 | 3769 | 3035 | 3649 | 622 | 0 | 232 | 1484
2021-10-06 12:05 | 0 | 3826 | 3008 | 3619 | 622 | 0 | 232 | 1484
2021-10-06 12:10 | 0 | 3796 | 2990 | 3668 | 622 | 0 | 232 | 1484
2021-10-06 12:15 | 0 | 3796 | 2981 | 3708 | 622 | 0 | 232 | 1453
2021-10-06 12:20 | 0 | 3741 | 2973 | 3740 | 622 | 0 | 232 | 1484
2021-10-06 12:25 | 0 | 3674 | 3088 | 3723 | 622 | 0 | 232 | 1453
2021-10-06 12:30 | 0 | 3674 | 3130 | 3925 | 622 | 0 | 232 | 1209
2021-10-06 12:35 | 0 | 3674 | 3130 | 3650 | 622 | 0 | 232 | 1484
2021-10-06 12:40 | 0 | 3704 | 3130 | 3620 | 622 | 0 | 232 | 1484
2021-10-06 12:45 | 0 | 3674 | 3130 | 3651 | 622 | 0 | 232 | 1481
2021-10-06 12:50 | 0 | 3799 | 3154 | 3647 | 597 | 0 | 206 | 1387
2021-10-06 12:55 | 0 | 3846 | 3143 | 3642 | 597 | 0 | 206 | 1356
2021-10-06 13:00 | 0 | 3799 | 3130 | 3671 | 597 | 0 | 206 | 1387
2021-10-06 13:05 | 0 | 3809 | 3200 | 3688 | 557 | 0 | 206 | 1282
2021-10-06 13:10 | 0 | 3821 | 3205 | 3671 | 557 | 0 | 206 | 1282
2021-10-06 13:15 | 0 | 3817 | 3239 | 3641 | 557 | 0 | 206 | 1282
2021-10-06 13:20 | 0 | 3824 | 3251 | 3622 | 557 | 0 | 206 | 1282
2021-10-06 13:25 | 0 | 3824 | 3253 | 3620 | 557 | 0 | 206 | 1282
2021-10-06 13:30 | 0 | 3988 | 3283 | 3457 | 557 | 0 | 206 | 1251
2021-10-06 13:35 | 0 | 4693 | 3307 | 3217 | 521 | 0 | 206 | 798
2021-10-06 13:40 | 0 | 4838 | 3262 | 3217 | 421 | 0 | 206 | 798
2021-10-06 13:45 | 0 | 4799 | 3262 | 3304 | 296 | 0 | 206 | 923
2021-10-06 13:50 | 0 | 4735 | 3266 | 3304 | 296 | 0 | 204 | 983
2021-10-06 13:55 | 0 | 4744 | 3257 | 3304 | 296 | 0 | 204 | 983
2021-10-06 14:00 | 0 | 4786 | 3239 | 3304 | 332 | 0 | 204 | 923
2021-10-06 14:05 | 0 | 5494 | 3264 | 2611 | 292 | 0 | 204 | 923
2021-10-06 14:10 | 0 | 5586 | 3259 | 2524 | 292 | 0 | 204 | 923
2021-10-06 14:15 | 0 | 5509 | 3273 | 2590 | 292 | 0 | 204 | 923
2021-10-06 14:20 | 0 | 5586 | 3262 | 2524 | 292 | 0 | 206 | 923
2021-10-06 14:25 | 0 | 5593 | 3255 | 2524 | 292 | 0 | 206 | 923
2021-10-06 14:30 | 0 | 5529 | 3255 | 2524 | 481 | 0 | 206 | 798
2021-10-06 14:35 | 0 | 5513 | 3255 | 2504 | 517 | 0 | 206 | 798
2021-10-06 14:40 | 0 | 5543 | 3261 | 2504 | 481 | 0 | 206 | 798
2021-10-06 14:45 | 0 | 5600 | 3254 | 2504 | 256 | 0 | 206 | 973
2021-10-06 14:50 | 0 | 5651 | 3239 | 2504 | 210 | 0 | 206 | 983
2021-10-06 14:55 | 0 | 5795 | 3239 | 2416 | 174 | 0 | 206 | 963
2021-10-06 15:00 | 0 | 5795 | 3239 | 2416 | 174 | 0 | 206 | 963
2021-10-06 15:05 | 0 | 5973 | 2821 | 2594 | 256 | 0 | 206 | 943
2021-10-06 15:10 | 0 | 6019 | 2821 | 2594 | 210 | 0 | 206 | 943
2021-10-06 15:15 | 0 | 6185 | 2651 | 2564 | 210 | 0 | 206 | 977
2021-10-06 15:20 | 0 | 6403 | 2651 | 2372 | 174 | 0 | 208 | 987
2021-10-06 15:25 | 0 | 6663 | 2601 | 2162 | 174 | 0 | 208 | 987
2021-10-06 15:30 | 0 | 6813 | 2601 | 2012 | 174 | 0 | 208 | 987
2021-10-06 15:35 | 0 | 7525 | 2544 | 1761 | 379 | 0 | 0 | 586
2021-10-06 15:40 | 0 | 7525 | 2544 | 1761 | 379 | 0 | 0 | 586
2021-10-06 15:45 | 0 | 7706 | 2544 | 1761 | 200 | 0 | 0 | 586
2021-10-06 15:50 | 0 | 7662 | 2544 | 1851 | 154 | 0 | 0 | 586
2021-10-06 15:55 | 0 | 7466 | 2544 | 1851 | 354 | 0 | 0 | 586
2021-10-06 16:00 | 0 | 7756 | 2544 | 1761 | 154 | 0 | 0 | 586
2021-10-06 16:05 | 0 | 7666 | 2544 | 1851 | 154 | 0 | 0 | 586
2021-10-06 16:10 | 0 | 7420 | 2544 | 1851 | 400 | 0 | 0 | 586
2021-10-06 16:15 | 0 | 7620 | 2544 | 1851 | 200 | 0 | 0 | 586
2021-10-06 16:20 | 0 | 7374 | 2544 | 2097 | 200 | 0 | 0 | 586
2021-10-06 16:25 | 0 | 7171 | 2601 | 2289 | 154 | 0 | 0 | 586
2021-10-06 16:30 | 0 | 6990 | 3019 | 2052 | 154 | 0 | 0 | 586
2021-10-06 16:35 | 0 | 6990 | 3019 | 2064 | 154 | 0 | 0 | 574
2021-10-06 16:40 | 0 | 6990 | 3019 | 2064 | 154 | 0 | 0 | 574
2021-10-06 16:45 | 0 | 6990 | 3019 | 2064 | 154 | 0 | 0 | 574
2021-10-06 16:50 | 0 | 6902 | 3019 | 2152 | 154 | 0 | 0 | 574
2021-10-06 16:55 | 0 | 6990 | 3019 | 2064 | 154 | 0 | 0 | 574
2021-10-06 17:00 | 0 | 6618 | 3088 | 2109 | 200 | 0 | 0 | 786
2021-10-06 17:05 | 0 | 6671 | 3088 | 2301 | 200 | 0 | 0 | 541
2021-10-06 17:10 | 0 | 6671 | 3088 | 2301 | 200 | 0 | 0 | 541
2021-10-06 17:15 | 0 | 6471 | 3156 | 2433 | 200 | 0 | 0 | 541
2021-10-06 17:20 | 0 | 6471 | 3156 | 2433 | 200 | 0 | 0 | 541
2021-10-06 17:25 | 0 | 6338 | 3289 | 2433 | 200 | 0 | 0 | 541
2021-10-06 17:30 | 0 | 6318 | 3289 | 2241 | 200 | 0 | 0 | 753
2021-10-06 17:35 | 0 | 6318 | 3289 | 2241 | 200 | 0 | 0 | 753
2021-10-06 17:40 | 0 | 6736 | 2871 | 2241 | 200 | 0 | 0 | 753
2021-10-06 17:45 | 0 | 7016 | 2814 | 2230 | 200 | 0 | 0 | 541
2021-10-06 17:50 | 0 | 7016 | 2814 | 2230 | 200 | 0 | 0 | 541
2021-10-06 17:55 | 0 | 6966 | 2864 | 2230 | 200 | 0 | 0 | 541
2021-10-06 18:00 | 0 | 6966 | 2864 | 2230 | 200 | 0 | 0 | 541
2021-10-06 18:05 | 0 | 6483 | 3064 | 2589 | 200 | 0 | 0 | 465
2021-10-06 18:10 | 0 | 6483 | 3064 | 2589 | 200 | 0 | 0 | 465
2021-10-06 18:15 | 0 | 6483 | 3064 | 2589 | 200 | 0 | 0 | 465
2021-10-06 18:20 | 0 | 6483 | 3064 | 2589 | 200 | 0 | 0 | 465
2021-10-06 18:25 | 0 | 6483 | 3064 | 2589 | 200 | 0 | 0 | 465
2021-10-06 18:30 | 0 | 6483 | 3064 | 2589 | 200 | 0 | 0 | 465
2021-10-06 18:35 | 0 | 6483 | 3064 | 2589 | 200 | 0 | 0 | 465
2021-10-06 18:40 | 0 | 6529 | 3064 | 2543 | 200 | 0 | 0 | 465
2021-10-06 18:45 | 0 | 6975 | 2864 | 2294 | 200 | 0 | 0 | 465
2021-10-06 18:50 | 0 | 6975 | 2864 | 2294 | 200 | 0 | 0 | 465
2021-10-06 18:55 | 0 | 6928 | 2864 | 2341 | 200 | 0 | 0 | 465
2021-10-06 19:00 | 0 | 6928 | 2864 | 2341 | 200 | 0 | 0 | 465
2021-10-06 19:05 | 0 | 6808 | 2742 | 2583 | 200 | 0 | 0 | 465
2021-10-06 19:10 | 0 | 6808 | 2742 | 2583 | 200 | 0 | 0 | 465
2021-10-06 19:15 | 0 | 6943 | 2799 | 2391 | 200 | 0 | 0 | 465
2021-10-06 19:20 | 0 | 6551 | 2942 | 2640 | 200 | 0 | 0 | 465
2021-10-06 19:25 | 0 | 6549 | 2942 | 2640 | 200 | 0 | 0 | 465
2021-10-06 19:30 | 0 | 6549 | 2942 | 2640 | 200 | 0 | 0 | 465
2021-10-06 19:35 | 0 | 6549 | 2942 | 2640 | 200 | 0 | 0 | 465
2021-10-06 19:40 | 0 | 6998 | 2742 | 2391 | 200 | 0 | 0 | 465
2021-10-06 19:45 | 0 | 6998 | 2742 | 2391 | 200 | 0 | 0 | 465
2021-10-06 19:50 | 0 | 6998 | 2742 | 2391 | 200 | 0 | 0 | 465
2021-10-06 19:55 | 0 | 6998 | 2742 | 2391 | 200 | 0 | 0 | 465
2021-10-06 20:00 | 0 | 6998 | 2742 | 2391 | 200 | 0 | 0 | 465
2021-10-06 20:05 | 0 | 6998 | 2742 | 2391 | 200 | 0 | 0 | 465
2021-10-06 20:10 | 0 | 6998 | 2742 | 2391 | 200 | 0 | 0 | 465
2021-10-06 20:15 | 0 | 6998 | 2742 | 2391 | 200 | 0 | 0 | 465
2021-10-06 20:20 | 0 | 6980 | 2760 | 2391 | 200 | 0 | 0 | 465
2021-10-06 20:25 | 0 | 6982 | 2760 | 2391 | 200 | 0 | 0 | 465
2021-10-06 20:30 | 0 | 6901 | 2841 | 2391 | 200 | 0 | 0 | 465
2021-10-06 20:35 | 0 | 6901 | 2841 | 2391 | 200 | 0 | 0 | 465
2021-10-06 20:40 | 0 | 6689 | 2841 | 2391 | 200 | 0 | 0 | 677
2021-10-06 20:45 | 0 | 6359 | 2922 | 2640 | 200 | 0 | 0 | 677
2021-10-06 20:50 | 0 | 6359 | 2922 | 2640 | 200 | 0 | 0 | 677
2021-10-06 20:55 | 0 | 6359 | 2922 | 2640 | 200 | 0 | 0 | 677
2021-10-06 21:00 | 0 | 6359 | 2922 | 2640 | 200 | 0 | 0 | 677
2021-10-06 21:05 | 0 | 6332 | 2922 | 2667 | 200 | 0 | 0 | 677
2021-10-06 21:10 | 0 | 6332 | 2922 | 2667 | 200 | 0 | 0 | 677
2021-10-06 21:15 | 0 | 6332 | 2922 | 2667 | 200 | 0 | 0 | 677
2021-10-06 21:20 | 0 | 6542 | 2922 | 2667 | 200 | 0 | 0 | 465
2021-10-06 21:25 | 0 | 6542 | 2922 | 2667 | 200 | 0 | 0 | 465
2021-10-06 21:30 | 0 | 6542 | 2922 | 2667 | 200 | 0 | 0 | 465
2021-10-06 21:35 | 0 | 6542 | 2922 | 2667 | 200 | 0 | 0 | 465
2021-10-06 21:40 | 0 | 6542 | 2922 | 2667 | 200 | 0 | 0 | 465
2021-10-06 21:45 | 0 | 6542 | 2922 | 2667 | 200 | 0 | 0 | 465
2021-10-06 21:50 | 0 | 6393 | 2922 | 2667 | 200 | 0 | 0 | 614
2021-10-06 21:55 | 0 | 6227 | 3044 | 2667 | 200 | 0 | 0 | 658
2021-10-06 22:00 | 0 | 6122 | 3044 | 2803 | 200 | 0 | 0 | 627
2021-10-06 22:05 | 0 | 5973 | 3044 | 2803 | 400 | 0 | 0 | 576
2021-10-06 22:10 | 0 | 6174 | 3044 | 2713 | 400 | 0 | 0 | 465
2021-10-06 22:15 | 0 | 6174 | 3044 | 2713 | 400 | 0 | 0 | 465
2021-10-06 22:20 | 0 | 6174 | 3044 | 2713 | 400 | 0 | 0 | 465
2021-10-06 22:25 | 0 | 6084 | 3044 | 2803 | 400 | 0 | 0 | 465
2021-10-06 22:30 | 0 | 6084 | 3044 | 2803 | 400 | 0 | 0 | 465
2021-10-06 22:35 | 0 | 6084 | 3044 | 2803 | 400 | 0 | 0 | 465
2021-10-06 22:40 | 0 | 6084 | 3044 | 2803 | 400 | 0 | 0 | 465
2021-10-06 22:45 | 0 | 6084 | 3027 | 2803 | 400 | 0 | 0 | 482
2021-10-06 22:50 | 0 | 6084 | 3027 | 2803 | 400 | 0 | 0 | 482
2021-10-06 22:55 | 0 | 6084 | 3027 | 2803 | 400 | 0 | 0 | 482
2021-10-06 23:00 | 0 | 6084 | 3027 | 2803 | 400 | 0 | 0 | 482
2021-10-06 23:05 | 0 | 6084 | 3027 | 2803 | 400 | 0 | 0 | 482
2021-10-06 23:10 | 0 | 6420 | 3027 | 2667 | 200 | 0 | 0 | 482
2021-10-06 23:15 | 0 | 6306 | 2905 | 2703 | 400 | 0 | 0 | 482
2021-10-06 23:20 | 0 | 6306 | 2905 | 2703 | 400 | 0 | 0 | 482
2021-10-06 23:25 | 0 | 6306 | 2905 | 2703 | 400 | 0 | 0 | 482
2021-10-06 23:30 | 0 | 6281 | 2895 | 2703 | 425 | 0 | 0 | 492
2021-10-06 23:35 | 0 | 6109 | 2905 | 2787 | 425 | 0 | 0 | 570
2021-10-06 23:40 | 0 | 6134 | 2905 | 2875 | 400 | 0 | 0 | 482
2021-10-06 23:45 | 0 | 6134 | 2922 | 2875 | 400 | 0 | 0 | 465
2021-10-06 23:50 | 0 | 6281 | 2922 | 2703 | 425 | 0 | 0 | 465
2021-10-06 23:55 | 0 | 6281 | 2922 | 2615 | 425 | 0 | 0 | 553
2021-10-07 | 0 | 6281 | 2922 | 2615 | 425 | 0 | 0 | 553
2021-10-07 00:05 | 0 | 6281 | 2922 | 2615 | 425 | 0 | 0 | 553
2021-10-07 00:10 | 0 | 6227 | 2922 | 2669 | 425 | 0 | 0 | 553
2021-10-07 00:15 | 0 | 6281 | 2922 | 2615 | 425 | 0 | 0 | 553
2021-10-07 00:20 | 0 | 6097 | 3052 | 2669 | 425 | 0 | 0 | 553
2021-10-07 00:25 | 0 | 5936 | 2922 | 2769 | 425 | 0 | 0 | 744
2021-10-07 00:30 | 0 | 6182 | 2922 | 2714 | 425 | 0 | 0 | 553
2021-10-07 00:35 | 0 | 5990 | 2922 | 2906 | 425 | 0 | 0 | 553
2021-10-07 00:40 | 0 | 5933 | 2979 | 2906 | 425 | 0 | 0 | 553
2021-10-07 00:45 | 0 | 5648 | 3379 | 2904 | 400 | 0 | 0 | 465
2021-10-07 00:50 | 0 | 5623 | 3379 | 2904 | 425 | 0 | 0 | 465
2021-10-07 00:55 | 0 | 5648 | 3379 | 2816 | 400 | 0 | 0 | 553
2021-10-07 01:00 | 0 | 5648 | 3379 | 2904 | 400 | 0 | 0 | 465
2021-10-07 01:05 | 0 | 5257 | 3498 | 3176 | 400 | 0 | 0 | 465
2021-10-07 01:10 | 0 | 5257 | 3498 | 3176 | 400 | 0 | 0 | 465
2021-10-07 01:15 | 0 | 5135 | 3620 | 3176 | 400 | 0 | 0 | 465
2021-10-07 01:20 | 0 | 5189 | 3620 | 3034 | 400 | 0 | 0 | 553
2021-10-07 01:25 | 0 | 5189 | 3620 | 3034 | 400 | 0 | 0 | 553
2021-10-07 01:30 | 0 | 5189 | 3620 | 3034 | 400 | 0 | 0 | 553
2021-10-07 01:35 | 0 | 5135 | 3620 | 3176 | 400 | 0 | 0 | 465
2021-10-07 01:40 | 0 | 5135 | 3620 | 3176 | 400 | 0 | 0 | 465
2021-10-07 01:45 | 0 | 5135 | 3620 | 3176 | 400 | 0 | 0 | 465
2021-10-07 01:50 | 0 | 5135 | 3620 | 3176 | 400 | 0 | 0 | 465
2021-10-07 01:55 | 0 | 5135 | 3620 | 3176 | 400 | 0 | 0 | 465
2021-10-07 02:00 | 0 | 5135 | 3620 | 3176 | 400 | 0 | 0 | 465
2021-10-07 02:05 | 0 | 5135 | 3620 | 3176 | 400 | 0 | 0 | 465
2021-10-07 02:10 | 0 | 5135 | 3620 | 3176 | 400 | 0 | 0 | 465
2021-10-07 02:15 | 0 | 5135 | 3620 | 3176 | 400 | 0 | 0 | 465
2021-10-07 02:20 | 0 | 5135 | 3620 | 3176 | 400 | 0 | 0 | 465
2021-10-07 02:25 | 0 | 5135 | 3620 | 3176 | 400 | 0 | 0 | 465
2021-10-07 02:30 | 0 | 5135 | 3620 | 3176 | 400 | 0 | 0 | 465
2021-10-07 02:35 | 0 | 5135 | 3620 | 3176 | 400 | 0 | 0 | 465
2021-10-07 02:40 | 0 | 5135 | 3620 | 3176 | 400 | 0 | 0 | 465
2021-10-07 02:45 | 0 | 5135 | 3620 | 3176 | 400 | 0 | 0 | 465
2021-10-07 02:50 | 0 | 5135 | 3620 | 3176 | 400 | 0 | 0 | 465
2021-10-07 02:55 | 0 | 5135 | 3620 | 3176 | 400 | 0 | 0 | 465
2021-10-07 03:00 | 0 | 5135 | 3620 | 3176 | 400 | 0 | 0 | 465
2021-10-07 03:05 | 0 | 5135 | 3620 | 3176 | 400 | 0 | 0 | 465
2021-10-07 03:10 | 0 | 5135 | 3620 | 3176 | 400 | 0 | 0 | 465
2021-10-07 03:15 | 0 | 5135 | 3620 | 3176 | 400 | 0 | 0 | 465
2021-10-07 03:20 | 0 | 5135 | 3620 | 3176 | 400 | 0 | 0 | 465
2021-10-07 03:25 | 0 | 5135 | 3620 | 3176 | 400 | 0 | 0 | 465
2021-10-07 03:30 | 0 | 5135 | 3620 | 3176 | 400 | 0 | 0 | 465
2021-10-07 03:35 | 0 | 5135 | 3620 | 3176 | 400 | 0 | 0 | 465
2021-10-07 03:40 | 0 | 5135 | 3620 | 3176 | 400 | 0 | 0 | 465
2021-10-07 03:45 | 0 | 5135 | 3620 | 3176 | 400 | 0 | 0 | 465
2021-10-07 03:50 | 0 | 5135 | 3620 | 3176 | 400 | 0 | 0 | 465
2021-10-07 03:55 | 0 | 5135 | 3620 | 3176 | 400 | 0 | 0 | 465
2021-10-07 04:00 | 0 | 5135 | 3620 | 3176 | 400 | 0 | 0 | 465
2021-10-07 04:05 | 0 | 5102 | 3620 | 3176 | 400 | 0 | 0 | 465
2021-10-07 04:10 | 0 | 5183 | 3539 | 3176 | 400 | 0 | 0 | 465
2021-10-07 04:15 | 0 | 5223 | 3539 | 3176 | 400 | 0 | 0 | 465
2021-10-07 04:20 | 0 | 5221 | 3539 | 3176 | 400 | 0 | 0 | 465
2021-10-07 04:25 | 0 | 5420 | 3539 | 3176 | 200 | 0 | 0 | 465
2021-10-07 04:30 | 0 | 5420 | 3539 | 3176 | 200 | 0 | 0 | 465
2021-10-07 04:35 | 0 | 5420 | 3539 | 3176 | 200 | 0 | 0 | 465
2021-10-07 04:40 | 0 | 5420 | 3539 | 3176 | 200 | 0 | 0 | 465
2021-10-07 04:45 | 0 | 5420 | 3539 | 3176 | 200 | 0 | 0 | 465
2021-10-07 04:50 | 0 | 5420 | 3539 | 3176 | 200 | 0 | 0 | 465
2021-10-07 04:55 | 0 | 5420 | 3539 | 3176 | 200 | 0 | 0 | 465
2021-10-07 05:00 | 0 | 5420 | 3539 | 3176 | 200 | 0 | 0 | 465
2021-10-07 05:05 | 0 | 5420 | 3539 | 3176 | 200 | 0 | 0 | 465
2021-10-07 05:10 | 0 | 5420 | 3539 | 3176 | 200 | 0 | 0 | 465
2021-10-07 05:15 | 0 | 5420 | 3539 | 3176 | 200 | 0 | 0 | 465
2021-10-07 05:20 | 0 | 5420 | 3539 | 3176 | 200 | 0 | 0 | 465
2021-10-07 05:25 | 0 | 5420 | 3539 | 3176 | 200 | 0 | 0 | 465
2021-10-07 05:30 | 0 | 5420 | 3539 | 3176 | 200 | 0 | 0 | 465
2021-10-07 05:35 | 0 | 5420 | 3539 | 3176 | 200 | 0 | 0 | 465
2021-10-07 05:40 | 0 | 5420 | 3539 | 3176 | 200 | 0 | 0 | 465
2021-10-07 05:45 | 0 | 5420 | 3539 | 3176 | 200 | 0 | 0 | 465
2021-10-07 05:50 | 0 | 5420 | 3539 | 3176 | 200 | 0 | 0 | 465
2021-10-07 05:55 | 0 | 5420 | 3539 | 3176 | 200 | 0 | 0 | 465
2021-10-07 06:00 | 0 | 5420 | 3539 | 3176 | 200 | 0 | 0 | 465
2021-10-07 06:05 | 0 | 5420 | 3539 | 3176 | 200 | 0 | 0 | 465
2021-10-07 06:10 | 0 | 5420 | 3539 | 3176 | 200 | 0 | 0 | 465
2021-10-07 06:15 | 0 | 5420 | 3539 | 3176 | 200 | 0 | 0 | 465
2021-10-07 06:20 | 0 | 5420 | 3539 | 3176 | 200 | 0 | 0 | 465
2021-10-07 06:25 | 0 | 5420 | 3539 | 3176 | 200 | 0 | 0 | 465
2021-10-07 06:30 | 0 | 5098 | 3861 | 3176 | 200 | 0 | 0 | 465
2021-10-07 06:35 | 0 | 5098 | 3861 | 3176 | 200 | 0 | 0 | 465
2021-10-07 06:40 | 0 | 5098 | 3861 | 3176 | 200 | 0 | 0 | 465
2021-10-07 06:45 | 0 | 5095 | 3861 | 3176 | 200 | 0 | 0 | 465
2021-10-07 06:50 | 0 | 5999 | 3206 | 2927 | 200 | 0 | 0 | 465
2021-10-07 06:55 | 0 | 5999 | 3206 | 2927 | 200 | 0 | 0 | 465
2021-10-07 07:00 | 0 | 5999 | 3206 | 2927 | 200 | 0 | 0 | 465
2021-10-07 07:05 | 0 | 5999 | 3206 | 2927 | 200 | 0 | 0 | 465
2021-10-07 07:10 | 0 | 6049 | 3156 | 2927 | 200 | 0 | 0 | 465
2021-10-07 07:15 | 0 | 6137 | 3156 | 2839 | 200 | 0 | 0 | 465
2021-10-07 07:20 | 0 | 6137 | 3156 | 2839 | 200 | 0 | 0 | 465
2021-10-07 07:25 | 0 | 6101 | 3156 | 2839 | 236 | 0 | 0 | 465
2021-10-07 07:30 | 0 | 6127 | 3258 | 2710 | 236 | 0 | 0 | 466
2021-10-07 07:35 | 0 | 6127 | 3258 | 2710 | 236 | 0 | 0 | 466
2021-10-07 07:40 | 0 | 6193 | 3258 | 2680 | 200 | 0 | 0 | 466
2021-10-07 07:45 | 0 | 5943 | 3258 | 2680 | 272 | 0 | 0 | 644
2021-10-07 07:50 | 0 | 6203 | 3258 | 2680 | 190 | 0 | 0 | 466
2021-10-07 07:55 | 0 | 6322 | 3189 | 2630 | 190 | 0 | 0 | 466
2021-10-07 08:00 | 0 | 6409 | 3189 | 2543 | 190 | 0 | 0 | 466
2021-10-07 08:05 | 0 | 6409 | 3189 | 2421 | 190 | 0 | 0 | 588
2021-10-07 08:10 | 0 | 6195 | 3189 | 2421 | 226 | 0 | 0 | 766
2021-10-07 08:15 | 0 | 6405 | 3189 | 2421 | 190 | 0 | 0 | 588
2021-10-07 08:20 | 0 | 6229 | 3189 | 2421 | 190 | 0 | 0 | 766
2021-10-07 08:25 | 0 | 6189 | 3189 | 2410 | 226 | 0 | 0 | 777
2021-10-07 08:30 | 0 | 6403 | 3189 | 2421 | 190 | 0 | 0 | 588
2021-10-07 08:35 | 0 | 6187 | 3189 | 2517 | 226 | 0 | 0 | 670
2021-10-07 08:40 | 0 | 6401 | 3189 | 2531 | 190 | 0 | 0 | 478
2021-10-07 08:45 | 0 | 5985 | 3189 | 2519 | 426 | 0 | 0 | 668
2021-10-07 08:50 | 0 | 5932 | 3217 | 2531 | 451 | 0 | 0 | 656
2021-10-07 08:55 | 0 | 5844 | 3267 | 2555 | 451 | 0 | 0 | 670
2021-10-07 09:00 | 0 | 5844 | 3267 | 2555 | 451 | 0 | 0 | 670
2021-10-07 09:05 | 0 | 5733 | 3106 | 2801 | 451 | 0 | 0 | 696
2021-10-07 09:10 | 0 | 5950 | 3145 | 2773 | 415 | 0 | 0 | 504
2021-10-07 09:15 | 0 | 5998 | 2747 | 2863 | 497 | 0 | 0 | 682
2021-10-07 09:20 | 0 | 6148 | 2837 | 2609 | 497 | 0 | 0 | 696
2021-10-07 09:25 | 0 | 5943 | 2852 | 2840 | 497 | 0 | 0 | 655
2021-10-07 09:30 | 0 | 5631 | 2926 | 2964 | 497 | 0 | 57 | 712
2021-10-07 09:35 | 0 | 5762 | 2778 | 3007 | 497 | 0 | 57 | 686
2021-10-07 09:40 | 0 | 5722 | 2771 | 3054 | 497 | 0 | 57 | 686
2021-10-07 09:45 | 0 | 5456 | 2751 | 3341 | 497 | 0 | 57 | 685
2021-10-07 09:50 | 0 | 5733 | 2747 | 3044 | 522 | 0 | 83 | 656
2021-10-07 09:55 | 0 | 5515 | 2707 | 3271 | 522 | 0 | 83 | 687
2021-10-07 10:00 | 0 | 5542 | 2935 | 3067 | 497 | 0 | 57 | 687
2021-10-07 10:05 | 0 | 5227 | 2992 | 3272 | 510 | 0 | 72 | 712
2021-10-07 10:10 | 0 | 5217 | 3002 | 3287 | 510 | 0 | 72 | 697
2021-10-07 10:15 | 0 | 5343 | 2977 | 3175 | 510 | 0 | 72 | 711
2021-10-07 10:20 | 0 | 5214 | 2853 | 3441 | 510 | 0 | 72 | 698
2021-10-07 10:25 | 0 | 5333 | 2828 | 3332 | 510 | 0 | 72 | 713
2021-10-07 10:30 | 0 | 5552 | 2763 | 3178 | 510 | 0 | 72 | 713
2021-10-07 10:35 | 0 | 5631 | 2681 | 3161 | 510 | 0 | 72 | 733
2021-10-07 10:40 | 0 | 5473 | 2914 | 3087 | 510 | 0 | 72 | 732
2021-10-07 10:45 | 0 | 5635 | 2690 | 3154 | 510 | 0 | 72 | 731
2021-10-07 10:50 | 0 | 5373 | 2883 | 3170 | 535 | 0 | 98 | 733
2021-10-07 10:55 | 0 | 5386 | 2699 | 3304 | 553 | 0 | 117 | 733
2021-10-07 11:00 | 0 | 4976 | 3015 | 3398 | 553 | 0 | 117 | 733
2021-10-07 11:05 | 0 | 5274 | 2650 | 3205 | 553 | 0 | 117 | 993
2021-10-07 11:10 | 0 | 4941 | 2713 | 3404 | 598 | 0 | 117 | 1019
2021-10-07 11:15 | 0 | 5048 | 2808 | 3572 | 528 | 0 | 91 | 743
2021-10-07 11:20 | 0 | 5559 | 2755 | 3067 | 303 | 0 | 91 | 899
2021-10-07 11:25 | 0 | 5174 | 2642 | 3564 | 303 | 0 | 91 | 900
2021-10-07 11:30 | 0 | 5244 | 2810 | 3265 | 324 | 0 | 91 | 940
2021-10-07 11:35 | 0 | 5496 | 2999 | 2853 | 528 | 0 | 91 | 707
2021-10-07 11:40 | 0 | 5524 | 2841 | 2971 | 528 | 0 | 91 | 719
2021-10-07 11:45 | 0 | 5773 | 2655 | 2858 | 553 | 0 | 117 | 718
2021-10-07 11:50 | 0 | 5737 | 2625 | 2973 | 528 | 0 | 91 | 720
2021-10-07 11:55 | 0 | 5609 | 2682 | 3077 | 528 | 0 | 91 | 687
2021-10-07 12:00 | 0 | 5585 | 2625 | 3125 | 528 | 0 | 91 | 720
2021-10-07 12:05 | 0 | 5491 | 2814 | 3035 | 528 | 0 | 91 | 715
2021-10-07 12:10 | 0 | 5498 | 2785 | 3058 | 528 | 0 | 91 | 714
2021-10-07 12:15 | 0 | 5666 | 2639 | 3050 | 528 | 0 | 91 | 700
2021-10-07 12:20 | 0 | 5314 | 2694 | 3332 | 528 | 0 | 91 | 715
2021-10-07 12:25 | 0 | 5345 | 2663 | 3383 | 529 | 0 | 72 | 682
2021-10-07 12:30 | 0 | 5337 | 2704 | 3318 | 535 | 0 | 98 | 682
2021-10-07 12:35 | 0 | 5737 | 2619 | 2837 | 512 | 0 | 57 | 740
2021-10-07 12:40 | 0 | 6209 | 2570 | 2498 | 461 | 0 | 57 | 707
2021-10-07 12:45 | 0 | 5842 | 2542 | 2859 | 497 | 0 | 57 | 707
2021-10-07 12:50 | 0 | 5825 | 2587 | 2811 | 497 | 0 | 57 | 727
2021-10-07 12:55 | 0 | 5591 | 2556 | 3065 | 497 | 0 | 57 | 740
2021-10-07 13:00 | 0 | 5607 | 2593 | 3045 | 497 | 0 | 57 | 707
2021-10-07 13:05 | 0 | 5176 | 2870 | 3159 | 497 | 0 | 57 | 747
2021-10-07 13:10 | 0 | 5849 | 3056 | 2706 | 461 | 0 | 57 | 549
2021-10-07 13:15 | 0 | 5793 | 2861 | 2957 | 461 | 0 | 57 | 549
2021-10-07 13:20 | 0 | 5730 | 2978 | 2958 | 461 | 0 | 0 | 549
2021-10-07 13:25 | 0 | 5921 | 2935 | 2808 | 461 | 0 | 0 | 549
2021-10-07 13:30 | 0 | 5797 | 2870 | 2997 | 461 | 0 | 0 | 549
2021-10-07 13:35 | 0 | 6071 | 3110 | 2534 | 425 | 0 | 0 | 534
2021-10-07 13:40 | 0 | 5882 | 2984 | 2813 | 461 | 0 | 0 | 534
2021-10-07 13:45 | 0 | 5883 | 2759 | 3073 | 425 | 0 | 0 | 534
2021-10-07 13:50 | 0 | 6190 | 2883 | 2556 | 425 | 0 | 0 | 618
2021-10-07 13:55 | 0 | 6154 | 2829 | 2646 | 425 | 0 | 0 | 618
2021-10-07 14:00 | 0 | 6085 | 2876 | 2668 | 425 | 0 | 0 | 618
2021-10-07 14:05 | 0 | 6097 | 2794 | 2763 | 425 | 0 | 0 | 593
2021-10-07 14:10 | 0 | 6223 | 2785 | 2646 | 425 | 0 | 0 | 593
2021-10-07 14:15 | 0 | 6108 | 2827 | 2763 | 379 | 0 | 0 | 593
2021-10-07 14:20 | 0 | 6085 | 2969 | 2646 | 379 | 0 | 0 | 593
2021-10-07 14:25 | 0 | 6049 | 3049 | 2556 | 425 | 0 | 0 | 593
2021-10-07 14:30 | 0 | 6090 | 2847 | 2763 | 379 | 0 | 0 | 593
2021-10-07 14:35 | 0 | 6382 | 2659 | 2664 | 379 | 0 | 0 | 588
2021-10-07 14:40 | 0 | 6189 | 2799 | 2717 | 379 | 0 | 0 | 588
2021-10-07 14:45 | 0 | 6201 | 2879 | 2627 | 379 | 0 | 0 | 588
2021-10-07 14:50 | 0 | 6222 | 2856 | 2627 | 379 | 0 | 0 | 588
2021-10-07 14:55 | 0 | 6355 | 2840 | 2620 | 379 | 0 | 0 | 478
2021-10-07 15:00 | 0 | 6078 | 2905 | 2832 | 379 | 0 | 0 | 478
2021-10-07 15:05 | 0 | 6239 | 2898 | 2678 | 379 | 0 | 0 | 478
2021-10-07 15:10 | 0 | 6147 | 2883 | 2785 | 379 | 0 | 0 | 478
2021-10-07 15:15 | 0 | 6300 | 2730 | 2785 | 379 | 0 | 0 | 478
2021-10-07 15:20 | 0 | 6300 | 2730 | 2785 | 379 | 0 | 0 | 478
2021-10-07 15:25 | 0 | 6317 | 2713 | 2785 | 379 | 0 | 0 | 478
2021-10-07 15:30 | 0 | 6317 | 2671 | 2827 | 379 | 0 | 0 | 478
2021-10-07 15:35 | 0 | 6291 | 2713 | 2812 | 379 | 0 | 0 | 477
2021-10-07 15:40 | 0 | 6310 | 2733 | 2654 | 379 | 0 | 0 | 596
2021-10-07 15:45 | 0 | 6357 | 2713 | 2627 | 379 | 0 | 0 | 596
2021-10-07 15:50 | 0 | 6357 | 2713 | 2627 | 379 | 0 | 0 | 596
2021-10-07 15:55 | 0 | 6432 | 2713 | 2510 | 425 | 0 | 0 | 596
2021-10-07 16:00 | 0 | 6478 | 2713 | 2510 | 379 | 0 | 0 | 596
2021-10-07 16:05 | 0 | 6478 | 2713 | 2510 | 379 | 0 | 0 | 596
2021-10-07 16:10 | 0 | 6580 | 2713 | 2360 | 425 | 0 | 0 | 596
2021-10-07 16:15 | 0 | 6626 | 2713 | 2360 | 379 | 0 | 0 | 596
2021-10-07 16:20 | 0 | 6224 | 2713 | 2764 | 379 | 0 | 0 | 596
2021-10-07 16:25 | 0 | 6624 | 2713 | 2389 | 354 | 0 | 0 | 596
2021-10-07 16:30 | 0 | 6824 | 2713 | 2389 | 154 | 0 | 0 | 596
2021-10-07 16:35 | 0 | 6834 | 2713 | 2401 | 154 | 0 | 0 | 574
2021-10-07 16:40 | 0 | 6826 | 2713 | 2401 | 154 | 0 | 0 | 584
2021-10-07 16:45 | 0 | 6472 | 2782 | 2688 | 154 | 0 | 0 | 584
2021-10-07 16:50 | 0 | 6093 | 2782 | 2776 | 425 | 0 | 0 | 604
2021-10-07 16:55 | 0 | 6426 | 2782 | 2688 | 200 | 0 | 0 | 584
2021-10-07 17:00 | 0 | 6226 | 2850 | 2820 | 200 | 0 | 0 | 584
2021-10-07 17:05 | 0 | 5993 | 3061 | 2860 | 200 | 0 | 0 | 684
2021-10-07 17:10 | 0 | 6212 | 3061 | 2860 | 200 | 0 | 0 | 465
2021-10-07 17:15 | 0 | 6212 | 3061 | 2860 | 200 | 0 | 0 | 465
2021-10-07 17:20 | 0 | 6124 | 3061 | 2948 | 200 | 0 | 0 | 465
2021-10-07 17:25 | 0 | 5991 | 3194 | 2948 | 200 | 0 | 0 | 465
2021-10-07 17:30 | 0 | 5941 | 3244 | 2948 | 200 | 0 | 0 | 465
2021-10-07 17:35 | 0 | 5941 | 3244 | 2948 | 200 | 0 | 0 | 465
2021-10-07 17:40 | 0 | 5941 | 3244 | 2948 | 200 | 0 | 0 | 465
2021-10-07 17:45 | 0 | 5170 | 3766 | 3197 | 200 | 0 | 0 | 465
2021-10-07 17:50 | 0 | 5170 | 3766 | 3197 | 200 | 0 | 0 | 465
2021-10-07 17:55 | 0 | 5170 | 3766 | 3197 | 200 | 0 | 0 | 465
2021-10-07 18:00 | 0 | 5752 | 3433 | 2948 | 200 | 0 | 0 | 465
2021-10-07 18:05 | 0 | 5752 | 3433 | 2948 | 200 | 0 | 0 | 465
2021-10-07 18:10 | 0 | 5752 | 3433 | 2948 | 200 | 0 | 0 | 465
2021-10-07 18:15 | 0 | 5752 | 3433 | 2948 | 200 | 0 | 0 | 465
2021-10-07 18:20 | 0 | 5752 | 3433 | 2948 | 200 | 0 | 0 | 465
2021-10-07 18:25 | 0 | 5752 | 3433 | 2948 | 200 | 0 | 0 | 465
2021-10-07 18:30 | 0 | 5752 | 3433 | 2948 | 200 | 0 | 0 | 465
2021-10-07 18:35 | 0 | 5752 | 3433 | 2948 | 200 | 0 | 0 | 465
2021-10-07 18:40 | 0 | 5170 | 3766 | 3197 | 200 | 0 | 0 | 465
2021-10-07 18:45 | 0 | 5170 | 3766 | 3197 | 200 | 0 | 0 | 465
2021-10-07 18:50 | 0 | 5752 | 3433 | 2948 | 200 | 0 | 0 | 465
2021-10-07 18:55 | 0 | 5752 | 3433 | 2948 | 200 | 0 | 0 | 465
2021-10-07 19:00 | 0 | 5752 | 3433 | 2948 | 200 | 0 | 0 | 465
2021-10-07 19:05 | 0 | 5752 | 3433 | 2948 | 200 | 0 | 0 | 465
2021-10-07 19:10 | 0 | 5752 | 3433 | 2948 | 200 | 0 | 0 | 465
2021-10-07 19:15 | 0 | 5752 | 3433 | 2948 | 200 | 0 | 0 | 465
2021-10-07 19:20 | 0 | 5752 | 3433 | 2948 | 200 | 0 | 0 | 465
2021-10-07 19:25 | 0 | 5752 | 3433 | 2948 | 200 | 0 | 0 | 465
2021-10-07 19:30 | 0 | 5752 | 3433 | 2948 | 200 | 0 | 0 | 465
2021-10-07 19:35 | 0 | 5752 | 3433 | 2948 | 200 | 0 | 0 | 465
2021-10-07 19:40 | 0 | 5752 | 3433 | 2948 | 200 | 0 | 0 | 465
2021-10-07 19:45 | 0 | 5752 | 3433 | 2948 | 200 | 0 | 0 | 465
2021-10-07 19:50 | 0 | 5752 | 3433 | 2948 | 200 | 0 | 0 | 465
2021-10-07 19:55 | 0 | 5752 | 3433 | 2948 | 200 | 0 | 0 | 465
2021-10-07 20:00 | 0 | 5752 | 3433 | 2948 | 200 | 0 | 0 | 465
2021-10-07 20:05 | 0 | 5752 | 3433 | 2948 | 200 | 0 | 0 | 465
2021-10-07 20:10 | 0 | 5752 | 3433 | 2948 | 200 | 0 | 0 | 465
2021-10-07 20:15 | 0 | 5752 | 3433 | 2948 | 200 | 0 | 0 | 465
2021-10-07 20:20 | 0 | 5752 | 3433 | 2948 | 200 | 0 | 0 | 465
2021-10-07 20:25 | 0 | 5752 | 3433 | 2948 | 200 | 0 | 0 | 465
2021-10-07 20:30 | 0 | 5752 | 3433 | 2948 | 200 | 0 | 0 | 465
2021-10-07 20:35 | 0 | 5752 | 3433 | 2948 | 200 | 0 | 0 | 465
2021-10-07 20:40 | 0 | 5752 | 3433 | 2948 | 200 | 0 | 0 | 465
2021-10-07 20:45 | 0 | 5752 | 3433 | 2948 | 200 | 0 | 0 | 465
2021-10-07 20:50 | 0 | 5172 | 3766 | 3197 | 200 | 0 | 0 | 465
2021-10-07 20:55 | 0 | 5172 | 3766 | 3197 | 200 | 0 | 0 | 465
2021-10-07 21:00 | 0 | 5172 | 3766 | 3197 | 200 | 0 | 0 | 465
2021-10-07 21:05 | 0 | 5172 | 3766 | 3197 | 200 | 0 | 0 | 465
2021-10-07 21:10 | 0 | 5172 | 3766 | 3197 | 200 | 0 | 0 | 465
2021-10-07 21:15 | 0 | 5172 | 3766 | 3197 | 200 | 0 | 0 | 465
2021-10-07 21:20 | 0 | 5172 | 3766 | 3197 | 200 | 0 | 0 | 465
2021-10-07 21:25 | 0 | 5172 | 3766 | 3197 | 200 | 0 | 0 | 465
2021-10-07 21:30 | 0 | 5172 | 3766 | 3197 | 200 | 0 | 0 | 465
2021-10-07 21:35 | 0 | 5172 | 3766 | 3197 | 200 | 0 | 0 | 465
2021-10-07 21:40 | 0 | 5172 | 3766 | 3197 | 200 | 0 | 0 | 465
2021-10-07 21:45 | 0 | 5172 | 3766 | 3197 | 200 | 0 | 0 | 465
2021-10-07 21:50 | 0 | 5172 | 3766 | 3197 | 200 | 0 | 0 | 465
2021-10-07 21:55 | 0 | 5172 | 3766 | 3197 | 200 | 0 | 0 | 465
2021-10-07 22:00 | 0 | 5172 | 3766 | 3197 | 200 | 0 | 0 | 465
2021-10-07 22:05 | 0 | 5172 | 3766 | 3197 | 200 | 0 | 0 | 465
2021-10-07 22:10 | 0 | 5172 | 3766 | 3197 | 200 | 0 | 0 | 465
2021-10-07 22:15 | 0 | 5172 | 3766 | 3197 | 200 | 0 | 0 | 465
2021-10-07 22:20 | 0 | 5172 | 3766 | 3197 | 200 | 0 | 0 | 465
2021-10-07 22:25 | 0 | 5172 | 3766 | 3197 | 200 | 0 | 0 | 465
2021-10-07 22:30 | 0 | 5172 | 3766 | 3197 | 200 | 0 | 0 | 465
2021-10-07 22:35 | 0 | 5172 | 3766 | 3197 | 200 | 0 | 0 | 465
2021-10-07 22:40 | 0 | 5172 | 3766 | 3197 | 200 | 0 | 0 | 465
2021-10-07 22:45 | 0 | 5172 | 3766 | 3197 | 200 | 0 | 0 | 465
2021-10-07 22:50 | 0 | 5172 | 3766 | 3197 | 200 | 0 | 0 | 465
2021-10-07 22:55 | 0 | 5172 | 3766 | 3197 | 200 | 0 | 0 | 465
2021-10-07 23:00 | 0 | 5172 | 3766 | 3197 | 200 | 0 | 0 | 465
2021-10-07 23:05 | 0 | 5172 | 3766 | 3197 | 200 | 0 | 0 | 465
2021-10-07 23:10 | 0 | 5172 | 3766 | 3197 | 200 | 0 | 0 | 465
2021-10-07 23:15 | 0 | 5172 | 3766 | 3197 | 200 | 0 | 0 | 465
2021-10-07 23:20 | 0 | 5172 | 3766 | 3197 | 200 | 0 | 0 | 465
2021-10-07 23:25 | 0 | 5172 | 3766 | 3197 | 200 | 0 | 0 | 465
2021-10-07 23:30 | 0 | 5172 | 3766 | 3197 | 200 | 0 | 0 | 465
2021-10-07 23:35 | 0 | 5172 | 3766 | 3197 | 200 | 0 | 0 | 465
2021-10-07 23:40 | 0 | 5172 | 3766 | 3197 | 200 | 0 | 0 | 465
2021-10-07 23:45 | 0 | 5172 | 3766 | 3197 | 200 | 0 | 0 | 465
2021-10-07 23:50 | 0 | 5172 | 3766 | 3197 | 200 | 0 | 0 | 465
2021-10-07 23:55 | 0 | 5172 | 3766 | 3197 | 200 | 0 | 0 | 465
2021-10-08 | 0 | 5172 | 3766 | 3197 | 200 | 0 | 0 | 465
1Band volumes of the last bid/rebid before dispatch. Note that bid volumes charted were not truncated or constrained by actual availability.

## Figure 26
Quarterly Energy Dynamics - Q4 2021 | [7 empty] | Contents
Figures from the report, January 2022
Figure 26 Thermal price setting frequency steady in the north, falling in the south
Price-setting by fuel type
%
Region | Year | Quarter | Black Coal | Brown Coal | Gas | Hydro | Wind | Solar | Other
QLD1 | 2020 | 4 | 67.01% | 1.333% | 12.17% | 15.32% | 0.3384% | 3.396% | 0.4264%
QLD1 | 2021 | 3 | 55% | 1.585% | 12.06% | 18.52% | 1.588% | 10.03% | 1.227%
QLD1 | 2021 | 4 | 56.17% | 1.899% | 11.68% | 18.67% | 0.8084% | 9.775% | 0.998%
NSW1 | 2020 | 4 | 61.21% | 2.193% | 12.34% | 22.62% | 0.2666% | 0.6789% | 0.6865%
NSW1 | 2021 | 3 | 51.79% | 2.556% | 12.71% | 24.41% | 2.09% | 5.094% | 1.345%
NSW1 | 2021 | 4 | 54.62% | 3.237% | 7.087% | 26.05% | 1.513% | 6.418% | 1.07%
VIC1 | 2020 | 4 | 37.29% | 16.93% | 12.66% | 26.75% | 3.512% | 1.519% | 1.342%
VIC1 | 2021 | 3 | 24.65% | 15.59% | 15.52% | 31.02% | 6.704% | 4.205% | 2.307%
VIC1 | 2021 | 4 | 20.82% | 27.56% | 6.01% | 26.93% | 8.048% | 8.192% | 2.433%
SA1 | 2020 | 4 | 35.08% | 13.06% | 15.89% | 23.43% | 8.31% | 1.789% | 2.44%
SA1 | 2021 | 3 | 22.73% | 12.69% | 20.16% | 26.77% | 9.608% | 4.244% | 3.798%
SA1 | 2021 | 4 | 18.11% | 21.86% | 10.31% | 22.61% | 14.73% | 7.861% | 4.516%
TAS1 | 2020 | 4 | 21.65% | 6.631% | 8.222% | 60.97% | 1.396% | 0.2971% | 0.8403%
TAS1 | 2021 | 3 | 9.783% | 8.611% | 2.94% | 72.75% | 2.791% | 2.082% | 1.045%
TAS1 | 2021 | 4 | 9.761% | 13.03% | 1.828% | 69.55% | 2.487% | 2.275% | 1.069%

## Figure 27
Quarterly Energy Dynamics - Q4 2021 |  |  | Contents
Figures from the report, January 2022
Figure 27 Black coal and gas offers setting higher prices in Q4 2021
Average prices set by fuel type
$/MWh
Fuel type | Quarter/Year | Average price set
Black coal | Q4 2020 | 44.5691
| Q3 2021 | 60.936
| Q4 2021 | 67.4094
Gas | Q4 2020 | 71.1541
| Q3 2021 | 134.3215
| Q4 2021 | 153.5808
Hydro | Q4 2020 | 74.8067
| Q3 2021 | 101.8099
| Q4 2021 | 67.9621

## Figure 28
Quarterly Energy Dynamics - Q4 2021 | Contents
Figures from the report, January 2022
Figure 28 Queensland Cal22 swaps rise strongly
ASX Energy – Cal22 swap price by region – seven-day averages
$/MWh
This data is externally sourced, non-AEMO data
Source: ASX

## Figure 29
Quarterly Energy Dynamics - Q4 2021 | Contents
Figures from the report, January 2022
Figure 29 Queensland Q1 2022 swaps rally
ASX Energy – Q1 2022 swap price by region – seven-day averages
$/MWh
This data is externally sourced, non-AEMO data
Source: ASX

## Figure 30
Quarterly Energy Dynamics - Q4 2021 |  | Contents
Figures from the report, January 2022
Figure 30 Renewable energy leads output increase
Change in supply – Q4 2021 versus Q4 2020
MW
Fuel Type | Q4 21 vs Q4 20
Distributed PV | 491.5455
Hydro | 307.4937
Grid Solar | 269.215
Wind | 155.8183
Brown Coal | -157.7704
Gas | -318.0109
Black Coal | -693.4938

## Figure 31
Quarterly Energy Dynamics - Q4 2021 | [7 empty] | Contents
Figures from the report, January 2022
Figure 31 Renewable energy displaces thermal generation in Q4 2021
Change in supply – Q4 2021 versus Q4 2020 by time of day
MW
Period | Black Coal | Brown Coal | Gas | Grid Solar | Hydro | Wind | Distributed PV
1 | -572.078 | 6.0625 | -210.4971 | 1.0163 | 580.6862 | 154.3967 | 0
2 | -530.0995 | -19.094 | -173.3756 | 0.94626 | 590.3266 | 151.0129 | 0
3 | -482.3926 | -28.2579 | -160.4588 | 0.89689 | 584.767 | 165.113 | 0
4 | -461.6285 | -35.9273 | -153.1256 | 0.97652 | 547.57 | 186.4717 | 0
5 | -437.8428 | -30.7147 | -159.8614 | 0.91372 | 520.278 | 193.1519 | 0
6 | -448.9301 | -33.6582 | -157.6987 | 1.0257 | 492.2761 | 207.0465 | 0
7 | -467.8982 | -25.895 | -157.4291 | 0.8968 | 487.9715 | 214.8468 | 0
8 | -481.033 | -21.9786 | -160.9664 | 0.99786 | 501.6413 | 219.7828 | 0
9 | -527.2089 | -23.4066 | -170.8568 | 0.90795 | 539.5548 | 248.5207 | 0
10 | -560.9157 | -20.0589 | -179.6694 | 0.96161 | 580.2122 | 261.9281 | 1.0245
11 | -574.8791 | -7.6082 | -207.9853 | 7.998 | 622.0454 | 267.665 | 22.5522
12 | -531.9323 | -5.8677 | -258.3874 | 78.0387 | 523.2715 | 281.945 | 98.5623
13 | -582.9143 | -30.8801 | -299.2151 | 254.669 | 364.3359 | 290.2848 | 227.0287
14 | -704.6541 | -68.915 | -307.3001 | 446.1982 | 254.573 | 250.7038 | 397.868
15 | -704.9548 | -157.8462 | -305.1677 | 544.5675 | 125.3586 | 213.9654 | 591.9724
16 | -726.878 | -232.224 | -298.6416 | 566.3711 | 65.4748 | 187.9566 | 784.0785
17 | -810.1527 | -290.7975 | -296.6931 | 606.2127 | 62.8502 | 171.3687 | 931.5598
18 | -881.6587 | -381.7982 | -275.7978 | 611.107 | 69.7451 | 151.4043 | 1088.1443
19 | -1057.7932 | -437.2674 | -251.8237 | 614.944 | 78.0181 | 137.0513 | 1218.2809
20 | -1100.3646 | -451.3637 | -240.3295 | 595.9603 | 47.9368 | 108.8286 | 1321.6541
21 | -1113.0651 | -448.8131 | -249.0281 | 577.5761 | 64.162 | 58.828 | 1388.9197
22 | -1117.2941 | -483.0911 | -248.6062 | 543.3504 | 65.821 | 23.074 | 1457.9962
23 | -1113.5284 | -499.416 | -244.4797 | 550.881 | 63.6274 | -20.3145 | 1493.7408
24 | -1103.5064 | -498.8872 | -251.6193 | 546.336 | 43.3564 | -34.4423 | 1509.9189
25 | -1085.508 | -484.693 | -268.2336 | 532.0585 | 37.4618 | -52.9973 | 1452.9035
26 | -1087.5723 | -466.7862 | -282.3553 | 532.5997 | 29.9128 | -63.763 | 1398.6324
27 | -1078.3137 | -467.4038 | -306.1001 | 524.0206 | 40.1811 | -70.7471 | 1333.8806
28 | -1034.4486 | -456.3888 | -323.8366 | 506.8335 | 33.4556 | -36.6107 | 1251.7695
29 | -1080.1529 | -415.9206 | -321.1068 | 474.5278 | 49.9284 | 2.4753 | 1168.6653
30 | -1150.5937 | -412.5092 | -320.0231 | 518.1657 | 90.1694 | -1.2712 | 1051.8433
31 | -1148.105 | -393.4295 | -353.9892 | 562.3668 | 94.7097 | 48.4612 | 930.6341
32 | -1035.4772 | -343.7132 | -399.6112 | 546.2851 | 66.4166 | 95.8257 | 778.2121
33 | -855.6656 | -283.3801 | -456.2968 | 555.5503 | -20.6823 | 157.5112 | 613.0325
34 | -695.8942 | -181.9916 | -555.6282 | 547.8846 | -8.7013 | 195.838 | 463.6098
35 | -519.8572 | -114.2068 | -625.985 | 473.8328 | 6.7747 | 226.5521 | 317.3057
36 | -425.2173 | -37.8033 | -705.7492 | 362.7822 | 189.3848 | 246.2618 | 184.7226
37 | -297.2907 | 37.1332 | -741.9873 | 220.9159 | 308.0406 | 252.0702 | 81.8595
38 | -258.8323 | 86.6079 | -719.8958 | 89.8233 | 386.9159 | 253.5191 | 27.3572
39 | -272.3691 | 101.7514 | -647.0864 | 16.4988 | 450.8391 | 233.8109 | 5.9594
40 | -291.3234 | 104.859 | -542.2623 | 1.349 | 407.2607 | 243.3217 | 0.49477
41 | -329.1898 | 95.0989 | -451.1641 | 1.0153 | 459.4371 | 242.6932 | 0
42 | -413.3249 | 83.899 | -346.4233 | 1.1298 | 502.5585 | 249.2186 | 0
43 | -457.7995 | 63.7782 | -304.6591 | 1.0878 | 520.447 | 234.0015 | 0
44 | -464.5706 | 45.5392 | -256.3575 | 0.96168 | 512.3513 | 216.8978 | 0
45 | -535.3608 | 24.9862 | -242.9224 | 1.0233 | 567.0619 | 216.6083 | 0
46 | -542.4556 | 6.4355 | -235.6407 | 0.99278 | 562.6709 | 218.2556 | 0
47 | -552.2037 | 27.1689 | -252.3244 | 1.0185 | 588.6269 | 193.261 | 0
48 | -582.2353 | 35.8737 | -243.3101 | 0.98552 | 588.8096 | 161.1361 | 0

## Figure 32
Quarterly Energy Dynamics - Q4 2021 |  | Contents
Figures from the report, January 2022
Figure 32 Q4 NEM black coal-fired output at new lows
Average NEM black coal-fired generation – Q4s
MW
Year | Generation (MW)
2000 | 11533.9313
2001 | 12081.5059
2002 | 12122.0915
2003 | 12983.4068
2004 | 12952.8567
2005 | 13034.7157
2006 | 13509.2992
2007 | 13558.6071
2008 | 13575.5227
2009 | 12873.9016
2010 | 10941.3655
2011 | 11396.8249
2012 | 11036.3987
2013 | 10444.1909
2014 | 10484.771
2015 | 11444.0763
2016 | 11160.0818
2017 | 12408.297
2018 | 12477.4145
2019 | 11416.5641
2020 | 10709.8448
2021 | 10016.3511

## Figure 33
Quarterly Energy Dynamics - Q4 2021 |  |  |  | Contents
Figures from the report, January 2022
Figure 33 Decline in coal generation across the NEM
Change in coal-fired generation – Q4 2021 vs Q4 2020
MW
Generator | NSW | QLD | VIC
Eraring | -429.5778
VPB | -207.7704
Bayswater | 307.0753
Callide C |  | -333.6432
Tarong |  | -330.4685
Stanwell PS |  | -233.1908
Tarong North |  | 223.7254
Kogan Creek |  | 207.8664
Yallourn |  |  | -170.0919
LYA |  |  | -78.3203
LYB |  |  | 90.6418
Rest of state | 42.9904 | 59.5635 | 3.4106e-13

## Figure 34
Quarterly Energy Dynamics - Q4 2021 |  |  |  |  | Contents
Figures from the report, January 2022
Figure 34 Reduced availability at Tarong mid- quarter
Tarong average daily availability – Q4 2021
MW
Date | TARONG#1 | TARONG#2 | TARONG#3 | TARONG#4
1-Oct | 322.5 | 226.3889 | 295 | 322.5
2-Oct | 295 | 295 | 295 | 295
3-Oct | 295 | 295 | 295 | 295
4-Oct | 295 | 295 | 295 | 295
5-Oct | 295 | 295 | 295 | 295
6-Oct | 295 | 295 | 295 | 295
7-Oct | 295 | 295 | 295 | 295
8-Oct | 322.5 | 318.6806 | 295 | 322.5
9-Oct | 350 | 350 | 295 | 350
10-Oct | 350 | 350 | 295 | 350
11-Oct | 350 | 346.3542 | 295 | 350
12-Oct | 350 | 350 | 295 | 350
13-Oct | 350 | 350 | 295 | 350
14-Oct | 350 | 350 | 315.625 | 350
15-Oct | 350 | 350 | 309.8958 | 350
16-Oct | 350 | 350 | 291.4757 | 350
17-Oct | 350 | 350 | 295 | 350
18-Oct | 350 | 350 | 295 | 350
19-Oct | 350 | 350 | 295 | 350
20-Oct | 350 | 350 | 295 | 350
21-Oct | 350 | 350 | 295 | 350
22-Oct | 350 | 350 | 281.25 | 350
23-Oct | 350 | 350 | 280 | 347.7083
24-Oct | 313.3333 | 313.3333 | 280 | 295
25-Oct | 295 | 295 | 280 | 295
26-Oct | 295 | 295 | 280 | 295
27-Oct | 273.7326 | 273.7326 | 280 | 295
28-Oct | 292.1875 | 295 | 280 | 295
29-Oct | 283.6458 | 285.3125 | 280 | 301.3542
30-Oct | 285 | 292.5 | 280 | 316.7708
31-Oct | 261.25 | 295 | 280 | 295
1-Nov | 197.2396 | 295 | 280 | 295
2-Nov | 285 | 295 | 280 | 295
3-Nov | 302.6042 | 324.8438 | 280 | 324.7917
4-Nov | 309.8264 | 295 | 280 | 295
5-Nov | 285 | 295 | 280 | 295
6-Nov | 285 | 295 | 280 | 295
7-Nov | 285 | 295 | 280 | 295
8-Nov | 233.1424 | 236.3368 | 211.0764 | 328.2292
9-Nov | 281.1632 | 295 | 211.5625 | 303.5938
10-Nov | 255 | 295 | 280 | 261.6667
11-Nov | 195 | 228.8889 | 265.8333 | 193.4722
12-Nov | 225 | 272.0833 | 195 | 193.8542
13-Nov | 285 | 195 | 195 | 195
14-Nov | 285 | 195 | 195 | 195
15-Nov | 285 | 195 | 195 | 195
16-Nov | 285 | 195 | 195 | 195
17-Nov | 285 | 195 | 195 | 195
18-Nov | 285 | 195 | 195 | 195
19-Nov | 285 | 195 | 195 | 195
20-Nov | 285 | 195 | 195 | 195
21-Nov | 285 | 195 | 195 | 195
22-Nov | 201.8056 | 195 | 195 | 195
23-Nov | 195 | 195 | 195 | 195
24-Nov | 195 | 195 | 195 | 195
25-Nov | 195 | 195 | 127.7778 | 195
26-Nov | 195 | 195 | 195 | 195
27-Nov | 195 | 195 | 195 | 195
28-Nov | 195 | 195 | 195 | 195
29-Nov | 195 | 195 | 195 | 195
30-Nov | 211.875 | 71.0764 | 195 | 195
1-Dec | 271.875 | 253.1076 | 195 | 195
2-Dec | 195 | 195 | 195 | 195
3-Dec | 195 | 195 | 195 | 195
4-Dec | 195 | 195 | 195 | 195
5-Dec | 195 | 195 | 195 | 195
6-Dec | 182.6042 | 182.6042 | 182.6042 | 182.6042
7-Dec | 179.6875 | 176.7708 | 176.7708 | 176.7708
8-Dec | 176.7708 | 176.7708 | 176.7708 | 176.7708
9-Dec | 189.1667 | 202.0139 | 189.1667 | 202.0139
10-Dec | 195 | 195 | 195 | 195
11-Dec | 195 | 195 | 195 | 195
12-Dec | 195 | 195 | 195 | 195
13-Dec | 195 | 195 | 195 | 195
14-Dec | 195 | 239.2708 | 195 | 195
15-Dec | 195 | 195 | 202.9861 | 234.8611
16-Dec | 195 | 195 | 216.25 | 195
17-Dec | 195 | 195 | 195 | 195
18-Dec | 195 | 195 | 195 | 195
19-Dec | 195 | 195 | 195 | 195
20-Dec | 195 | 232.4826 | 195 | 234.5833
21-Dec | 195 | 295 | 195 | 295
22-Dec | 195 | 295 | 195 | 295
23-Dec | 195 | 295 | 195 | 295
24-Dec | 195 | 295 | 195 | 295
25-Dec | 195 | 295 | 195 | 295
26-Dec | 195 | 295 | 195 | 295
27-Dec | 195 | 295 | 195 | 295
28-Dec | 195 | 295 | 195 | 295
29-Dec | 195 | 295 | 195 | 295
30-Dec | 195 | 195 | 195 | 195
31-Dec | 195 | 199.1667 | 195 | 197.0833

## Figure 35
Quarterly Energy Dynamics - Q4 2021 |  |  | Contents
Figures from the report, January 2022
Figure 35 NSW black coal-fired generation shifting offers to higher price bands
NSW black coal-fired generation bid supply curve – Q4 2021 vs Q4 2020
MW
CUM_MW | Q4 2020 | Q4 2021
0 | -1000 | -1000
1 | -1000 | -975
2 | -1000 | -975
3 | -1000 | -975
4 | -1000 | -975
5 | -1000 | -975
6 | -1000 | -975
7 | -1000 | -975
8 | -975 | -975
9 | -975 | -975
10 | -975 | -975
11 | -975 | -975
12 | -975 | -975
13 | -975 | -975
14 | -975 | -975
15 | -975 | -975
16 | -975 | -975
17 | -975 | -975
18 | -975 | -975
19 | -975 | -975
20 | -975 | -975
21 | -975 | -975
22 | -975 | -975
23 | -975 | -975
24 | -975 | -975
25 | -975 | -975
26 | -975 | -975
27 | -975 | -975
28 | -975 | -975
29 | -975 | -975
30 | -975 | -975
31 | -975 | -975
32 | -975 | -975
33 | -975 | -975
34 | -975 | -975
35 | -975 | -975
36 | -975 | -975
37 | -975 | -975
38 | -975 | -975
39 | -975 | -975
40 | -975 | -975
41 | -975 | -975
42 | -975 | -975
43 | -975 | -975
44 | -975 | -975
45 | -975 | -975
46 | -975 | -975
47 | -975 | -975
48 | -975 | -975
49 | -975 | -975
50 | -975 | -975
51 | -975 | -975
52 | -975 | -975
53 | -975 | -975
54 | -975 | -975
55 | -975 | -975
56 | -975 | -975
57 | -975 | -975
58 | -975 | -975
59 | -975 | -975
60 | -975 | -975
61 | -975 | -975
62 | -975 | -975
63 | -975 | -975
64 | -975 | -975
65 | -975 | -975
66 | -975 | -975
67 | -975 | -975
68 | -975 | -975
69 | -975 | -975
70 | -975 | -975
71 | -975 | -975
72 | -975 | -975
73 | -975 | -975
74 | -975 | -975
75 | -975 | -975
76 | -975 | -975
77 | -975 | -975
78 | -975 | -975
79 | -975 | -975
80 | -975 | -975
81 | -975 | -975
82 | -975 | -975
83 | -975 | -975
84 | -975 | -975
85 | -975 | -975
86 | -975 | -975
87 | -975 | -975
88 | -975 | -975
89 | -975 | -975
90 | -975 | -975
91 | -975 | -975
92 | -975 | -975
93 | -975 | -975
94 | -975 | -975
95 | -975 | -975
96 | -975 | -975
97 | -975 | -975
98 | -975 | -975
99 | -975 | -975
100 | -975 | -975
101 | -975 | -975
102 | -975 | -975
103 | -975 | -975
104 | -975 | -975
105 | -975 | -975
106 | -975 | -975
107 | -975 | -975
108 | -975 | -975
109 | -975 | -975
110 | -975 | -975
111 | -975 | -975
112 | -975 | -975
113 | -975 | -975
114 | -975 | -975
115 | -975 | -975
116 | -975 | -975
117 | -975 | -975
118 | -975 | -975
119 | -975 | -975
120 | -975 | -975
121 | -975 | -975
122 | -975 | -975
123 | -975 | -975
124 | -975 | -975
125 | -975 | -975
126 | -975 | -975
127 | -975 | -975
128 | -975 | -975
129 | -975 | -975
130 | -975 | -975
131 | -975 | -975
132 | -975 | -975
133 | -975 | -975
134 | -975 | -975
135 | -975 | -975
136 | -975 | -975
137 | -975 | -975
138 | -975 | -975
139 | -975 | -975
140 | -975 | -975
141 | -975 | -975
142 | -975 | -975
143 | -975 | -975
144 | -975 | -975
145 | -975 | -975
146 | -975 | -975
147 | -975 | -975
148 | -975 | -975
149 | -975 | -975
150 | -975 | -975
151 | -975 | -975
152 | -975 | -975
153 | -975 | -975
154 | -975 | -975
155 | -975 | -975
156 | -975 | -975
157 | -975 | -975
158 | -975 | -975
159 | -975 | -975
160 | -975 | -975
161 | -975 | -975
162 | -975 | -975
163 | -975 | -975
164 | -975 | -975
165 | -975 | -975
166 | -975 | -975
167 | -975 | -975
168 | -975 | -975
169 | -975 | -975
170 | -975 | -975
171 | -975 | -975
172 | -975 | -975
173 | -975 | -975
174 | -975 | -975
175 | -975 | -975
176 | -975 | -975
177 | -975 | -975
178 | -975 | -975
179 | -975 | -975
180 | -975 | -975
181 | -975 | -975
182 | -975 | -975
183 | -975 | -975
184 | -975 | -975
185 | -975 | -975
186 | -975 | -975
187 | -975 | -975
188 | -975 | -975
189 | -975 | -975
190 | -975 | -975
191 | -975 | -975
192 | -975 | -975
193 | -975 | -975
194 | -975 | -975
195 | -975 | -975
196 | -975 | -975
197 | -975 | -975
198 | -975 | -975
199 | -975 | -975
200 | -975 | -975
201 | -975 | -975
202 | -975 | -975
203 | -975 | -975
204 | -975 | -975
205 | -975 | -975
206 | -975 | -975
207 | -975 | -975
208 | -975 | -975
209 | -975 | -975
210 | -975 | -975
211 | -975 | -975
212 | -975 | -975
213 | -975 | -975
214 | -975 | -975
215 | -975 | -975
216 | -975 | -975
217 | -975 | -975
218 | -975 | -975
219 | -975 | -975
220 | -975 | -975
221 | -975 | -975
222 | -975 | -975
223 | -975 | -975
224 | -975 | -975
225 | -975 | -975
226 | -975 | -975
227 | -975 | -975
228 | -975 | -975
229 | -975 | -975
230 | -975 | -975
231 | -975 | -975
232 | -975 | -975
233 | -975 | -975
234 | -975 | -975
235 | -975 | -975
236 | -975 | -975
237 | -975 | -975
238 | -975 | -975
239 | -975 | -975
240 | -975 | -975
241 | -975 | -975
242 | -975 | -975
243 | -975 | -975
244 | -975 | -975
245 | -975 | -975
246 | -975 | -975
247 | -975 | -975
248 | -975 | -975
249 | -975 | -975
250 | -975 | -975
251 | -975 | -975
252 | -975 | -975
253 | -975 | -975
254 | -975 | -975
255 | -975 | -975
256 | -975 | -975
257 | -975 | -975
258 | -975 | -975
259 | -975 | -975
260 | -975 | -975
261 | -975 | -975
262 | -975 | -975
263 | -975 | -975
264 | -975 | -975
265 | -975 | -975
266 | -975 | -975
267 | -975 | -975
268 | -975 | -975
269 | -975 | -975
270 | -975 | -975
271 | -975 | -975
272 | -975 | -975
273 | -975 | -975
274 | -975 | -975
275 | -975 | -975
276 | -975 | -975
277 | -975 | -975
278 | -975 | -975
279 | -975 | -975
280 | -975 | -975
281 | -975 | -975
282 | -975 | -975
283 | -975 | -975
284 | -975 | -975
285 | -975 | -975
286 | -975 | -975
287 | -975 | -975
288 | -975 | -975
289 | -975 | -975
290 | -975 | -975
291 | -975 | -975
292 | -975 | -975
293 | -975 | -975
294 | -975 | -975
295 | -975 | -975
296 | -975 | -975
297 | -975 | -975
298 | -975 | -975
299 | -975 | -975
300 | -975 | -975
301 | -975 | -975
302 | -975 | -975
303 | -975 | -975
304 | -975 | -975
305 | -975 | -975
306 | -975 | -975
307 | -975 | -975
308 | -975 | -975
309 | -975 | -975
310 | -975 | -975
311 | -975 | -975
312 | -975 | -975
313 | -975 | -975
314 | -975 | -975
315 | -975 | -975
316 | -975 | -975
317 | -975 | -975
318 | -975 | -975
319 | -975 | -975
320 | -975 | -975
321 | -975 | -975
322 | -975 | -975
323 | -975 | -975
324 | -975 | -975
325 | -975 | -975
326 | -975 | -975
327 | -975 | -975
328 | -975 | -975
329 | -975 | -975
330 | -975 | -975
331 | -975 | -975
332 | -975 | -975
333 | -975 | -975
334 | -975 | -975
335 | -975 | -975
336 | -975 | -975
337 | -975 | -975
338 | -975 | -975
339 | -975 | -975
340 | -975 | -975
341 | -975 | -975
342 | -975 | -975
343 | -975 | -975
344 | -975 | -975
345 | -975 | -975
346 | -975 | -975
347 | -975 | -975
348 | -975 | -975
349 | -975 | -975
350 | -975 | -975
351 | -975 | -975
352 | -975 | -975
353 | -975 | -975
354 | -975 | -975
355 | -975 | -975
356 | -975 | -975
357 | -975 | -975
358 | -975 | -975
359 | -975 | -975
360 | -975 | -975
361 | -975 | -975
362 | -975 | -975
363 | -975 | -975
364 | -975 | -975
365 | -975 | -975
366 | -975 | -975
367 | -975 | -975
368 | -975 | -975
369 | -975 | -975
370 | -975 | -975
371 | -975 | -975
372 | -975 | -975
373 | -975 | -975
374 | -975 | -975
375 | -975 | -975
376 | -975 | -975
377 | -975 | -975
378 | -975 | -975
379 | -975 | -975
380 | -975 | -975
381 | -975 | -975
382 | -975 | -975
383 | -975 | -975
384 | -975 | -975
385 | -975 | -975
386 | -975 | -975
387 | -975 | -975
388 | -975 | -975
389 | -975 | -975
390 | -975 | -975
391 | -975 | -975
392 | -975 | -975
393 | -975 | -975
394 | -975 | -975
395 | -975 | -975
396 | -975 | -975
397 | -975 | -975
398 | -975 | -975
399 | -975 | -975
400 | -975 | -975
401 | -975 | -975
402 | -975 | -975
403 | -975 | -975
404 | -975 | -975
405 | -975 | -975
406 | -975 | -975
407 | -975 | -975
408 | -975 | -975
409 | -975 | -975
410 | -975 | -975
411 | -975 | -975
412 | -975 | -975
413 | -975 | -975
414 | -975 | -975
415 | -975 | -975
416 | -975 | -975
417 | -975 | -975
418 | -975 | -975
419 | -975 | -975
420 | -975 | -975
421 | -975 | -975
422 | -975 | -975
423 | -975 | -975
424 | -975 | -975
425 | -975 | -975
426 | -975 | -975
427 | -975 | -975
428 | -975 | -975
429 | -975 | -975
430 | -975 | -975
431 | -975 | -975
432 | -975 | -975
433 | -975 | -975
434 | -975 | -975
435 | -975 | -975
436 | -975 | -975
437 | -975 | -975
438 | -975 | -975
439 | -975 | -975
440 | -975 | -975
441 | -975 | -975
442 | -975 | -975
443 | -975 | -975
444 | -975 | -975
445 | -975 | -975
446 | -975 | -975
447 | -975 | -975
448 | -975 | -975
449 | -975 | -975
450 | -975 | -975
451 | -975 | -975
452 | -975 | -975
453 | -975 | -975
454 | -975 | -975
455 | -975 | -975
456 | -975 | -975
457 | -975 | -975
458 | -975 | -975
459 | -975 | -975
460 | -975 | -975
461 | -975 | -975
462 | -975 | -975
463 | -975 | -975
464 | -975 | -975
465 | -975 | -975
466 | -975 | -975
467 | -975 | -975
468 | -975 | -975
469 | -975 | -975
470 | -975 | -975
471 | -975 | -975
472 | -975 | -975
473 | -975 | -975
474 | -975 | -975
475 | -975 | -975
476 | -975 | -975
477 | -975 | -975
478 | -975 | -975
479 | -975 | -975
480 | -975 | -975
481 | -975 | -975
482 | -975 | -975
483 | -975 | -975
484 | -975 | -975
485 | -975 | -975
486 | -975 | -975
487 | -975 | -975
488 | -975 | -975
489 | -975 | -975
490 | -975 | -975
491 | -975 | -975
492 | -975 | -975
493 | -975 | -975
494 | -975 | -975
495 | -975 | -975
496 | -975 | -975
497 | -975 | -975
498 | -975 | -975
499 | -975 | -975
500 | -975 | -975
501 | -975 | -975
502 | -975 | -975
503 | -975 | -975
504 | -975 | -975
505 | -975 | -975
506 | -975 | -975
507 | -975 | -975
508 | -975 | -975
509 | -975 | -975
510 | -975 | -975
511 | -975 | -975
512 | -975 | -975
513 | -975 | -975
514 | -975 | -975
515 | -975 | -975
516 | -975 | -975
517 | -975 | -975
518 | -975 | -975
519 | -975 | -975
520 | -975 | -975
521 | -975 | -975
522 | -975 | -975
523 | -975 | -975
524 | -975 | -975
525 | -975 | -975
526 | -975 | -975
527 | -975 | -975
528 | -975 | -975
529 | -975 | -975
530 | -975 | -975
531 | -975 | -975
532 | -975 | -975
533 | -975 | -975
534 | -975 | -975
535 | -975 | -975
536 | -975 | -975
537 | -975 | -975
538 | -975 | -975
539 | -975 | -975
540 | -975 | -975
541 | -975 | -975
542 | -975 | -975
543 | -975 | -975
544 | -975 | -975
545 | -975 | -975
546 | -975 | -975
547 | -975 | -975
548 | -975 | -975
549 | -975 | -975
550 | -975 | -975
551 | -975 | -975
552 | -975 | -975
553 | -975 | -975
554 | -975 | -975
555 | -975 | -975
556 | -975 | -975
557 | -975 | -975
558 | -975 | -975
559 | -975 | -975
560 | -975 | -975
561 | -975 | -975
562 | -975 | -975
563 | -975 | -975
564 | -975 | -975
565 | -975 | -975
566 | -975 | -975
567 | -975 | -975
568 | -975 | -975
569 | -975 | -975
570 | -975 | -975
571 | -975 | -975
572 | -975 | -975
573 | -975 | -975
574 | -975 | -975
575 | -975 | -975
576 | -975 | -975
577 | -975 | -975
578 | -975 | -975
579 | -975 | -975
580 | -975 | -975
581 | -975 | -975
582 | -975 | -975
583 | -975 | -975
584 | -975 | -975
585 | -975 | -975
586 | -975 | -975
587 | -975 | -975
588 | -975 | -975
589 | -975 | -975
590 | -975 | -975
591 | -975 | -975
592 | -975 | -975
593 | -975 | -975
594 | -975 | -975
595 | -975 | -975
596 | -975 | -975
597 | -975 | -975
598 | -975 | -975
599 | -975 | -975
600 | -975 | -975
601 | -975 | -975
602 | -975 | -975
603 | -975 | -975
604 | -975 | -975
605 | -975 | -975
606 | -975 | -975
607 | -975 | -975
608 | -975 | -975
609 | -975 | -975
610 | -975 | -975
611 | -975 | -975
612 | -975 | -975
613 | -975 | -975
614 | -975 | -975
615 | -975 | -975
616 | -975 | -975
617 | -975 | -975
618 | -975 | -975
619 | -975 | -975
620 | -975 | -975
621 | -975 | -975
622 | -975 | -975
623 | -975 | -975
624 | -975 | -975
625 | -975 | -975
626 | -975 | -975
627 | -975 | -975
628 | -975 | -975
629 | -975 | -975
630 | -975 | -975
631 | -975 | -975
632 | -975 | -975
633 | -975 | -975
634 | -975 | -975
635 | -975 | -975
636 | -975 | -975
637 | -975 | -975
638 | -975 | -975
639 | -975 | -975
640 | -975 | -975
641 | -975 | -975
642 | -975 | -975
643 | -975 | -975
644 | -975 | -975
645 | -975 | -975
646 | -975 | -975
647 | -975 | -975
648 | -975 | -975
649 | -975 | -975
650 | -975 | -975
651 | -975 | -975
652 | -975 | -975
653 | -975 | -975
654 | -975 | -975
655 | -975 | -975
656 | -975 | -975
657 | -975 | -975
658 | -975 | -975
659 | -975 | -975
660 | -975 | -975
661 | -975 | -975
662 | -975 | -975
663 | -975 | -975
664 | -975 | -975
665 | -975 | -975
666 | -975 | -975
667 | -975 | -975
668 | -975 | -975
669 | -975 | -975
670 | -975 | -975
671 | -975 | -975
672 | -975 | -975
673 | -975 | -975
674 | -975 | -975
675 | -975 | -975
676 | -975 | -975
677 | -975 | -975
678 | -975 | -975
679 | -975 | -975
680 | -975 | -975
681 | -975 | -975
682 | -975 | -975
683 | -975 | -975
684 | -975 | -975
685 | -975 | -975
686 | -975 | -975
687 | -975 | -975
688 | -975 | -975
689 | -975 | -975
690 | -975 | -975
691 | -975 | -975
692 | -975 | -975
693 | -975 | -975
694 | -975 | -975
695 | -975 | -975
696 | -975 | -975
697 | -975 | -975
698 | -975 | -975
699 | -975 | -975
700 | -975 | -975
701 | -975 | -975
702 | -975 | -975
703 | -975 | -975
704 | -975 | -975
705 | -975 | -975
706 | -975 | -975
707 | -975 | -975
708 | -975 | -975
709 | -975 | -975
710 | -975 | -975
711 | -975 | -975
712 | -975 | -975
713 | -975 | -975
714 | -975 | -975
715 | -975 | -975
716 | -975 | -975
717 | -975 | -975
718 | -975 | -975
719 | -975 | -975
720 | -975 | -975
721 | -975 | -975
722 | -975 | -975
723 | -975 | -975
724 | -975 | -975
725 | -975 | -975
726 | -975 | -975
727 | -975 | -975
728 | -975 | -975
729 | -975 | -975
730 | -975 | -975
731 | -975 | -975
732 | -975 | -975
733 | -975 | -975
734 | -975 | -975
735 | -975 | -975
736 | -975 | -975
737 | -975 | -975
738 | -975 | -975
739 | -975 | -975
740 | -975 | -975
741 | -975 | -975
742 | -975 | -975
743 | -975 | -975
744 | -975 | -975
745 | -975 | -975
746 | -975 | -975
747 | -975 | -975
748 | -975 | -975
749 | -975 | -975
750 | -975 | -975
751 | -975 | -975
752 | -975 | -975
753 | -975 | -975
754 | -975 | -975
755 | -975 | -975
756 | -975 | -975
757 | -975 | -975
758 | -975 | -975
759 | -975 | -975
760 | -975 | -975
761 | -975 | -975
762 | -975 | -975
763 | -975 | -975
764 | -975 | -975
765 | -975 | -975
766 | -975 | -975
767 | -975 | -975
768 | -975 | -975
769 | -975 | -975
770 | -975 | -975
771 | -975 | -975
772 | -975 | -975
773 | -975 | -975
774 | -975 | -975
775 | -975 | -975
776 | -975 | -975
777 | -975 | -975
778 | -975 | -975
779 | -975 | -975
780 | -975 | -975
781 | -975 | -975
782 | -975 | -975
783 | -975 | -975
784 | -975 | -975
785 | -975 | -975
786 | -975 | -975
787 | -975 | -975
788 | -975 | -975
789 | -975 | -975
790 | -975 | -975
791 | -975 | -975
792 | -975 | -975
793 | -975 | -975
794 | -975 | -975
795 | -975 | -975
796 | -975 | -975
797 | -975 | -975
798 | -975 | -975
799 | -975 | -975
800 | -975 | -975
801 | -975 | -975
802 | -975 | -975
803 | -975 | -975
804 | -975 | -975
805 | -975 | -975
806 | -975 | -975
807 | -975 | -975
808 | -975 | -975
809 | -975 | -975
810 | -975 | -975
811 | -975 | -975
812 | -975 | -975
813 | -975 | -975
814 | -975 | -975
815 | -975 | -975
816 | -975 | -975
817 | -975 | -975
818 | -975 | -975
819 | -975 | -975
820 | -975 | -975
821 | -975 | -975
822 | -975 | -975
823 | -975 | -975
824 | -975 | -975
825 | -975 | -975
826 | -975 | -975
827 | -975 | -975
828 | -975 | -975
829 | -975 | -975
830 | -975 | -975
831 | -975 | -975
832 | -975 | -975
833 | -975 | -975
834 | -975 | -975
835 | -975 | -975
836 | -975 | -975
837 | -975 | -975
838 | -975 | -975
839 | -975 | -975
840 | -975 | -975
841 | -975 | -975
842 | -975 | -975
843 | -975 | -975
844 | -975 | -975
845 | -975 | -975
846 | -975 | -975
847 | -975 | -975
848 | -975 | -975
849 | -975 | -975
850 | -975 | -975
851 | -975 | -975
852 | -975 | -975
853 | -975 | -975
854 | -975 | -975
855 | -975 | -975
856 | -975 | -975
857 | -975 | -975
858 | -975 | -975
859 | -975 | -975
860 | -975 | -975
861 | -975 | -975
862 | -975 | -975
863 | -975 | -975
864 | -975 | -975
865 | -975 | -975
866 | -975 | -975
867 | -975 | -975
868 | -975 | -975
869 | -975 | -975
870 | -975 | -975
871 | -975 | -975
872 | -975 | -975
873 | -975 | -975
874 | -975 | -975
875 | -975 | -975
876 | -975 | -975
877 | -975 | -975
878 | -975 | -975
879 | -975 | -975
880 | -975 | -975
881 | -975 | -975
882 | -975 | -975
883 | -975 | -975
884 | -975 | -975
885 | -975 | -975
886 | -975 | -975
887 | -975 | -975
888 | -975 | -975
889 | -975 | -975
890 | -975 | -975
891 | -975 | -975
892 | -975 | -975
893 | -975 | -975
894 | -975 | -975
895 | -975 | -975
896 | -975 | -975
897 | -975 | -975
898 | -975 | -975
899 | -975 | -975
900 | -975 | -975
901 | -975 | -975
902 | -975 | -975
903 | -975 | -975
904 | -975 | -975
905 | -975 | -975
906 | -975 | -975
907 | -975 | -975
908 | -975 | -975
909 | -975 | -975
910 | -975 | -975
911 | -975 | -975
912 | -975 | -975
913 | -975 | -975
914 | -975 | -975
915 | -975 | -975
916 | -975 | -975
917 | -975 | -975
918 | -975 | -975
919 | -975 | -975
920 | -975 | -975
921 | -975 | -975
922 | -975 | -975
923 | -975 | -975
924 | -975 | -975
925 | -975 | -975
926 | -975 | -975
927 | -975 | -975
928 | -975 | -975
929 | -975 | -975
930 | -975 | -975
931 | -975 | -975
932 | -975 | -975
933 | -975 | -975
934 | -975 | -975
935 | -975 | -975
936 | -975 | -975
937 | -975 | -975
938 | -975 | -975
939 | -975 | -975
940 | -975 | -975
941 | -975 | -975
942 | -975 | -975
943 | -975 | -975
944 | -975 | -975
945 | -975 | -975
946 | -975 | -975
947 | -975 | -975
948 | -975 | -975
949 | -975 | -975
950 | -975 | -975
951 | -975 | -975
952 | -975 | -975
953 | -975 | -975
954 | -975 | -975
955 | -975 | -975
956 | -975 | -975
957 | -975 | -975
958 | -975 | -975
959 | -975 | -975
960 | -975 | -975
961 | -975 | -975
962 | -975 | -975
963 | -975 | -975
964 | -975 | -975
965 | -975 | -975
966 | -975 | -975
967 | -975 | -975
968 | -975 | -975
969 | -975 | -975
970 | -975 | -975
971 | -975 | -975
972 | -975 | -975
973 | -975 | -975
974 | -975 | -975
975 | -975 | -975
976 | -975 | -975
977 | -975 | -975
978 | -975 | -975
979 | -975 | -975
980 | -975 | -975
981 | -975 | -975
982 | -975 | -975
983 | -975 | -975
984 | -975 | -975
985 | -975 | -975
986 | -975 | -975
987 | -975 | -975
988 | -975 | -975
989 | -975 | -975
990 | -975 | -975
991 | -975 | -975
992 | -975 | -975
993 | -975 | -975
994 | -975 | -975
995 | -975 | -975
996 | -975 | -975
997 | -975 | -975
998 | -975 | -975
999 | -975 | -975
1000 | -975 | -975
1001 | -975 | -975
1002 | -975 | -975
1003 | -975 | -975
1004 | -975 | -975
1005 | -975 | -975
1006 | -975 | -975
1007 | -975 | -975
1008 | -975 | -975
1009 | -975 | -975
1010 | -975 | -975
1011 | -975 | -975
1012 | -975 | -975
1013 | -975 | -975
1014 | -975 | -975
1015 | -975 | -975
1016 | -975 | -975
1017 | -975 | -975
1018 | -975 | -975
1019 | -975 | -975
1020 | -975 | -975
1021 | -975 | -975
1022 | -975 | -975
1023 | -975 | -975
1024 | -975 | -975
1025 | -975 | -975
1026 | -975 | -975
1027 | -975 | -975
1028 | -975 | -975
1029 | -975 | -975
1030 | -975 | -975
1031 | -975 | -975
1032 | -975 | -975
1033 | -975 | -975
1034 | -975 | -975
1035 | -975 | -975
1036 | -975 | -975
1037 | -975 | -975
1038 | -975 | -975
1039 | -975 | -975
1040 | -975 | -975
1041 | -975 | -975
1042 | -975 | -975
1043 | -975 | -975
1044 | -975 | -975
1045 | -975 | -975
1046 | -975 | -975
1047 | -975 | -975
1048 | -975 | -975
1049 | -975 | -975
1050 | -975 | -975
1051 | -975 | -975
1052 | -975 | -975
1053 | -975 | -975
1054 | -975 | -975
1055 | -975 | -975
1056 | -975 | -975
1057 | -975 | -975
1058 | -975 | -975
1059 | -975 | -975
1060 | -975 | -975
1061 | -975 | -975
1062 | -975 | -975
1063 | -975 | -975
1064 | -975 | -975
1065 | -975 | -975
1066 | -975 | -975
1067 | -975 | -975
1068 | -975 | -975
1069 | -975 | -975
1070 | -975 | -975
1071 | -975 | -975
1072 | -975 | -975
1073 | -975 | -975
1074 | -975 | -975
1075 | -975 | -975
1076 | -975 | -975
1077 | -975 | -975
1078 | -975 | -975
1079 | -975 | -975
1080 | -975 | -975
1081 | -975 | -975
1082 | -975 | -975
1083 | -975 | -975
1084 | -975 | -975
1085 | -975 | -975
1086 | -975 | -975
1087 | -975 | -975
1088 | -975 | -975
1089 | -975 | -975
1090 | -975 | -975
1091 | -975 | -975
1092 | -975 | -975
1093 | -975 | -975
1094 | -975 | -975
1095 | -975 | -975
1096 | -975 | -975
1097 | -975 | -975
1098 | -975 | -975
1099 | -975 | -975
1100 | -975 | -975
1101 | -975 | -975
1102 | -975 | -975
1103 | -975 | -975
1104 | -975 | -975
1105 | -975 | -975
1106 | -975 | -975
1107 | -975 | -975
1108 | -975 | -975
1109 | -975 | -975
1110 | -975 | -975
1111 | -975 | -975
1112 | -975 | -975
1113 | -975 | -975
1114 | -975 | -975
1115 | -975 | -975
1116 | -975 | -975
1117 | -975 | -975
1118 | -975 | -975
1119 | -975 | -975
1120 | -975 | -975
1121 | -975 | -975
1122 | -975 | -975
1123 | -975 | -975
1124 | -975 | -975
1125 | -975 | -975
1126 | -975 | -975
1127 | -975 | -975
1128 | -975 | -975
1129 | -975 | -975
1130 | -975 | -975
1131 | -975 | -975
1132 | -975 | -975
1133 | -975 | -975
1134 | -975 | -975
1135 | -975 | -975
1136 | -975 | -975
1137 | -975 | -975
1138 | -975 | -975
1139 | -975 | -975
1140 | -975 | -975
1141 | -975 | -975
1142 | -975 | -975
1143 | -975 | -975
1144 | -975 | -975
1145 | -975 | -975
1146 | -975 | -975
1147 | -975 | -975
1148 | -975 | -975
1149 | -975 | -975
1150 | -975 | -975
1151 | -975 | -975
1152 | -975 | -975
1153 | -975 | -975
1154 | -975 | -975
1155 | -975 | -975
1156 | -975 | -975
1157 | -975 | -975
1158 | -975 | -975
1159 | -975 | -975
1160 | -975 | -975
1161 | -975 | -975
1162 | -975 | -975
1163 | -975 | -975
1164 | -975 | -975
1165 | -975 | -975
1166 | -975 | -975
1167 | -975 | -975
1168 | -975 | -975
1169 | -975 | -975
1170 | -975 | -975
1171 | -975 | -975
1172 | -975 | -975
1173 | -975 | -975
1174 | -975 | -975
1175 | -975 | -975
1176 | -975 | -975
1177 | -975 | -975
1178 | -975 | -975
1179 | -975 | -975
1180 | -975 | -975
1181 | -975 | -975
1182 | -975 | -975
1183 | -975 | -975
1184 | -975 | -975
1185 | -975 | -975
1186 | -975 | -975
1187 | -975 | -975
1188 | -975 | -975
1189 | -975 | -975
1190 | -975 | -975
1191 | -975 | -975
1192 | -975 | -975
1193 | -975 | -975
1194 | -975 | -975
1195 | -975 | -975
1196 | -975 | -975
1197 | -975 | -975
1198 | -975 | -975
1199 | -975 | -975
1200 | -975 | -975
1201 | -975 | -975
1202 | -975 | -975
1203 | -975 | -975
1204 | -975 | -975
1205 | -975 | -975
1206 | -975 | -975
1207 | -975 | -975
1208 | -975 | -975
1209 | -975 | -975
1210 | -975 | -975
1211 | -975 | -975
1212 | -975 | -975
1213 | -975 | -975
1214 | -975 | -975
1215 | -975 | -975
1216 | -975 | -975
1217 | -975 | -975
1218 | -975 | -975
1219 | -975 | -975
1220 | -975 | -975
1221 | -975 | -975
1222 | -975 | -975
1223 | -975 | -975
1224 | -975 | -975
1225 | -975 | -975
1226 | -975 | -975
1227 | -975 | -975
1228 | -975 | -975
1229 | -975 | -975
1230 | -975 | -975
1231 | -975 | -975
1232 | -975 | -975
1233 | -975 | -975
1234 | -975 | -950
1235 | -975 | -950
1236 | -975 | -950
1237 | -975 | -950
1238 | -975 | -950
1239 | -975 | -950
1240 | -975 | -950
1241 | -975 | -950
1242 | -975 | -950
1243 | -975 | -950
1244 | -975 | -950
1245 | -975 | -950
1246 | -975 | -950
1247 | -975 | -950
1248 | -975 | -950
1249 | -975 | -950
1250 | -975 | -950
1251 | -975 | -950
1252 | -975 | -950
1253 | -975 | -950
1254 | -975 | -950
1255 | -975 | -950
1256 | -975 | -950
1257 | -975 | -950
1258 | -975 | -950
1259 | -975 | -950
1260 | -975 | -950
1261 | -975 | -950
1262 | -975 | -950
1263 | -975 | -950
1264 | -975 | -950
1265 | -975 | -950
1266 | -975 | -950
1267 | -975 | -950
1268 | -975 | -950
1269 | -975 | -950
1270 | -975 | -950
1271 | -975 | -950
1272 | -975 | -950
1273 | -975 | -950
1274 | -975 | -950
1275 | -975 | -950
1276 | -975 | -950
1277 | -975 | -950
1278 | -975 | -950
1279 | -975 | -950
1280 | -975 | -950
1281 | -975 | -950
1282 | -975 | -950
1283 | -975 | -950
1284 | -975 | -950
1285 | -975 | -950
1286 | -975 | -950
1287 | -975 | -950
1288 | -975 | -950
1289 | -975 | -950
1290 | -975 | -950
1291 | -975 | -950
1292 | -975 | -950
1293 | -975 | -950
1294 | -975 | -950
1295 | -975 | -950
1296 | -975 | -950
1297 | -975 | -950
1298 | -975 | -950
1299 | -975 | -950
1300 | -975 | -950
1301 | -975 | -950
1302 | -975 | -950
1303 | -975 | -950
1304 | -975 | -950
1305 | -975 | -950
1306 | -975 | -950
1307 | -975 | -950
1308 | -975 | -950
1309 | -975 | -950
1310 | -975 | -950
1311 | -975 | -950
1312 | -975 | -950
1313 | -975 | -950
1314 | -975 | -950
1315 | -975 | -950
1316 | -975 | -950
1317 | -975 | -950
1318 | -975 | -950
1319 | -975 | -950
1320 | -975 | -950
1321 | -975 | -950
1322 | -975 | -950
1323 | -975 | -950
1324 | -975 | -950
1325 | -975 | -950
1326 | -975 | -950
1327 | -975 | -950
1328 | -975 | -950
1329 | -975 | -950
1330 | -975 | -950
1331 | -975 | -950
1332 | -975 | -950
1333 | -975 | -950
1334 | -975 | -950
1335 | -975 | -950
1336 | -975 | -950
1337 | -975 | -950
1338 | -975 | -950
1339 | -975 | -950
1340 | -975 | -950
1341 | -975 | -950
1342 | -975 | -950
1343 | -975 | -950
1344 | -975 | -950
1345 | -975 | -950
1346 | -975 | -950
1347 | -975 | -950
1348 | -975 | -950
1349 | -975 | -950
1350 | -975 | -950
1351 | -975 | -950
1352 | -975 | -950
1353 | -975 | -950
1354 | -975 | -950
1355 | -975 | -950
1356 | -975 | -950
1357 | -975 | -950
1358 | -975 | -950
1359 | -975 | -950
1360 | -975 | -950
1361 | -975 | -950
1362 | -975 | -950
1363 | -975 | -950
1364 | -975 | -950
1365 | -975 | -950
1366 | -975 | -950
1367 | -975 | -950
1368 | -975 | -950
1369 | -975 | -950
1370 | -975 | -950
1371 | -975 | -950
1372 | -975 | -950
1373 | -975 | -950
1374 | -975 | -950
1375 | -975 | -950
1376 | -975 | -950
1377 | -975 | -950
1378 | -975 | -950
1379 | -975 | -950
1380 | -975 | -950
1381 | -975 | -950
1382 | -975 | -950
1383 | -975 | -950
1384 | -975 | -950
1385 | -975 | -950
1386 | -975 | -950
1387 | -975 | -950
1388 | -975 | -950
1389 | -975 | -950
1390 | -975 | -950
1391 | -975 | -950
1392 | -975 | -950
1393 | -975 | -950
1394 | -975 | -950
1395 | -975 | -950
1396 | -975 | -950
1397 | -975 | -950
1398 | -975 | -950
1399 | -975 | -950
1400 | -975 | -950
1401 | -975 | -950
1402 | -975 | -950
1403 | -975 | -950
1404 | -975 | -950
1405 | -975 | -950
1406 | -975 | -950
1407 | -975 | -950
1408 | -975 | -950
1409 | -975 | -950
1410 | -975 | -950
1411 | -975 | -950
1412 | -975 | -950
1413 | -975 | -950
1414 | -975 | -950
1415 | -975 | -950
1416 | -975 | -950
1417 | -975 | -950
1418 | -975 | -950
1419 | -975 | -950
1420 | -975 | -950
1421 | -975 | -950
1422 | -975 | -950
1423 | -975 | -950
1424 | -975 | -950
1425 | -975 | -950
1426 | -975 | -950
1427 | -975 | -950
1428 | -975 | -950
1429 | -975 | -950
1430 | -975 | -950
1431 | -975 | -950
1432 | -975 | -950
1433 | -975 | -950
1434 | -975 | -950
1435 | -975 | -950
1436 | -975 | -950
1437 | -975 | -950
1438 | -975 | -950
1439 | -975 | -950
1440 | -975 | -950
1441 | -975 | -950
1442 | -975 | -950
1443 | -975 | -950
1444 | -975 | -950
1445 | -975 | -950
1446 | -975 | -950
1447 | -975 | -950
1448 | -975 | -950
1449 | -975 | -950
1450 | -975 | -950
1451 | -975 | -950
1452 | -975 | -950
1453 | -975 | -950
1454 | -975 | -950
1455 | -975 | -950
1456 | -975 | -950
1457 | -975 | -950
1458 | -975 | -950
1459 | -975 | -950
1460 | -975 | -950
1461 | -975 | -950
1462 | -975 | -950
1463 | -975 | -950
1464 | -975 | -950
1465 | -975 | -950
1466 | -975 | -950
1467 | -975 | -950
1468 | -975 | -950
1469 | -975 | -950
1470 | -975 | -950
1471 | -975 | -950
1472 | -975 | -950
1473 | -975 | -950
1474 | -975 | -950
1475 | -975 | -950
1476 | -975 | -950
1477 | -975 | -950
1478 | -950 | -950
1479 | -950 | -950
1480 | -950 | -950
1481 | -950 | -950
1482 | -950 | -950
1483 | -950 | -950
1484 | -950 | -950
1485 | -950 | -950
1486 | -950 | -950
1487 | -950 | -950
1488 | -950 | -950
1489 | -950 | -950
1490 | -950 | -950
1491 | -950 | -950
1492 | -950 | -950
1493 | -950 | -950
1494 | -950 | -950
1495 | -950 | -950
1496 | -950 | -950
1497 | -950 | -950
1498 | -950 | -950
1499 | -950 | -950
1500 | -950 | -950
1501 | -950 | -950
1502 | -950 | -950
1503 | -950 | -950
1504 | -950 | -950
1505 | -950 | -950
1506 | -950 | -950
1507 | -950 | -950
1508 | -950 | -950
1509 | -950 | -950
1510 | -950 | -950
1511 | -950 | -950
1512 | -950 | -950
1513 | -950 | -950
1514 | -950 | -950
1515 | -950 | -950
1516 | -950 | -950
1517 | -950 | -950
1518 | -950 | -950
1519 | -950 | -950
1520 | -950 | -950
1521 | -950 | -950
1522 | -950 | -950
1523 | -950 | -950
1524 | -950 | -950
1525 | -950 | -950
1526 | -950 | -950
1527 | -950 | -950
1528 | -950 | -950
1529 | -950 | -950
1530 | -950 | -950
1531 | -950 | -950
1532 | -950 | -950
1533 | -950 | -950
1534 | -950 | -950
1535 | -950 | -950
1536 | -950 | -950
1537 | -950 | -950
1538 | -950 | -950
1539 | -950 | -950
1540 | -950 | -950
1541 | -950 | -950
1542 | -950 | -950
1543 | -950 | -950
1544 | -950 | -950
1545 | -950 | -950
1546 | -950 | -950
1547 | -950 | -950
1548 | -950 | -950
1549 | -950 | -950
1550 | -950 | -950
1551 | -950 | -950
1552 | -950 | -950
1553 | -950 | -950
1554 | -950 | -950
1555 | -950 | -950
1556 | -950 | -950
1557 | -950 | -950
1558 | -950 | -950
1559 | -950 | -950
1560 | -950 | -950
1561 | -950 | -950
1562 | -950 | -950
1563 | -950 | -950
1564 | -950 | -950
1565 | -950 | -950
1566 | -950 | -950
1567 | -950 | -950
1568 | -950 | -950
1569 | -950 | -950
1570 | -950 | -950
1571 | -950 | -950
1572 | -950 | -950
1573 | -950 | -950
1574 | -950 | -950
1575 | -950 | -950
1576 | -950 | -950
1577 | -950 | -950
1578 | -950 | -950
1579 | -950 | -950
1580 | -950 | -950
1581 | -950 | -950
1582 | -950 | -950
1583 | -950 | -950
1584 | -950 | -950
1585 | -950 | -950
1586 | -950 | -950
1587 | -950 | -950
1588 | -950 | -950
1589 | -950 | -950
1590 | -950 | -950
1591 | -950 | -950
1592 | -950 | -950
1593 | -950 | -950
1594 | -950 | -950
1595 | -950 | -950
1596 | -950 | -950
1597 | -950 | -950
1598 | -950 | -950
1599 | -950 | -950
1600 | -950 | -950
1601 | -950 | -950
1602 | -950 | -950
1603 | -950 | -950
1604 | -950 | -950
1605 | -950 | -950
1606 | -950 | -950
1607 | -950 | -950
1608 | -950 | -950
1609 | -950 | -950
1610 | -950 | -950
1611 | -950 | -950
1612 | -950 | -950
1613 | -950 | -950
1614 | -950 | -950
1615 | -950 | -950
1616 | -950 | -950
1617 | -950 | -950
1618 | -950 | -950
1619 | -950 | -950
1620 | -950 | -950
1621 | -950 | -950
1622 | -950 | -950
1623 | -950 | -950
1624 | -950 | -950
1625 | -950 | -950
1626 | -950 | -950
1627 | -950 | -950
1628 | -950 | -950
1629 | -950 | -950
1630 | -950 | -950
1631 | -950 | -950
1632 | -950 | -950
1633 | -950 | -950
1634 | -950 | -950
1635 | -950 | -950
1636 | -950 | -950
1637 | -950 | -950
1638 | -950 | -950
1639 | -950 | -950
1640 | -950 | -950
1641 | -950 | -950
1642 | -950 | -950
1643 | -950 | -950
1644 | -950 | -950
1645 | -950 | -950
1646 | -950 | -950
1647 | -950 | -950
1648 | -950 | -950
1649 | -950 | -950
1650 | -950 | -950
1651 | -950 | -950
1652 | -950 | -950
1653 | -950 | -950
1654 | -950 | -950
1655 | -950 | -950
1656 | -950 | -950
1657 | -950 | -950
1658 | -950 | -950
1659 | -950 | -950
1660 | -950 | -950
1661 | -950 | -950
1662 | -950 | -950
1663 | -950 | -950
1664 | -950 | -950
1665 | -950 | -950
1666 | -950 | -950
1667 | -950 | -950
1668 | -950 | -950
1669 | -950 | -950
1670 | -950 | -950
1671 | -950 | -950
1672 | -950 | -950
1673 | -950 | -950
1674 | -950 | -950
1675 | -950 | -950
1676 | -950 | -950
1677 | -950 | -950
1678 | -950 | -950
1679 | -950 | -950
1680 | -950 | -950
1681 | -950 | -950
1682 | -950 | -950
1683 | -950 | -950
1684 | -950 | -950
1685 | -950 | -950
1686 | -950 | -950
1687 | -950 | -950
1688 | -950 | -950
1689 | -950 | -950
1690 | -950 | -950
1691 | -950 | -950
1692 | -950 | -950
1693 | -950 | -950
1694 | -950 | -950
1695 | -950 | -950
1696 | -950 | -950
1697 | -950 | -950
1698 | -950 | -950
1699 | -950 | -950
1700 | -950 | -950
1701 | -950 | -950
1702 | -950 | -950
1703 | -950 | -950
1704 | -950 | -950
1705 | -950 | -950
1706 | -950 | -950
1707 | -950 | -950
1708 | -950 | -950
1709 | -950 | -950
1710 | -950 | -950
1711 | -950 | -950
1712 | -950 | -950
1713 | -950 | -950
1714 | -950 | -950
1715 | -950 | -950
1716 | -950 | -950
1717 | -950 | -950
1718 | -950 | -950
1719 | -950 | -950
1720 | -950 | -950
1721 | -950 | -950
1722 | -950 | -950
1723 | -950 | -950
1724 | -950 | -950
1725 | -950 | -950
1726 | -950 | -950
1727 | -950 | -950
1728 | -950 | -950
1729 | -950 | -950
1730 | -950 | -950
1731 | -950 | -950
1732 | -950 | -950
1733 | -950 | -950
1734 | -950 | -950
1735 | -950 | -950
1736 | -950 | -950
1737 | -950 | -950
1738 | -950 | -950
1739 | -950 | -950
1740 | -950 | -950
1741 | -950 | -950
1742 | -950 | -950
1743 | -950 | -950
1744 | -950 | -950
1745 | -950 | -950
1746 | -950 | -950
1747 | -950 | -950
1748 | -950 | -950
1749 | -950 | -950
1750 | -950 | -950
1751 | -950 | -950
1752 | -950 | -950
1753 | -950 | -950
1754 | -950 | -950
1755 | -950 | -950
1756 | -950 | -950
1757 | -950 | -950
1758 | -950 | -950
1759 | -950 | -950
1760 | -950 | -950
1761 | -950 | -950
1762 | -950 | -950
1763 | -950 | -950
1764 | -950 | -950
1765 | -950 | -950
1766 | -950 | -950
1767 | -950 | -950
1768 | -950 | -950
1769 | -950 | -950
1770 | -950 | -950
1771 | -950 | -950
1772 | -950 | -950
1773 | -950 | -950
1774 | -950 | -950
1775 | -950 | -950
1776 | -950 | -950
1777 | -950 | -950
1778 | -950 | -950
1779 | -950 | -950
1780 | -950 | -950
1781 | -950 | -950
1782 | -950 | -950
1783 | -950 | -950
1784 | -950 | -950
1785 | -950 | -950
1786 | -950 | -950
1787 | -950 | -950
1788 | -950 | -950
1789 | -950 | -950
1790 | -950 | -950
1791 | -950 | -950
1792 | -950 | -950
1793 | -950 | -950
1794 | -950 | -950
1795 | -950 | -950
1796 | -950 | -950
1797 | -950 | -950
1798 | -950 | -950
1799 | -950 | -950
1800 | -950 | -950
1801 | -950 | -950
1802 | -950 | -950
1803 | -950 | -950
1804 | -950 | -950
1805 | -950 | -950
1806 | -950 | -950
1807 | -950 | -950
1808 | -950 | -950
1809 | -950 | -950
1810 | -950 | -950
1811 | -950 | -950
1812 | -950 | -950
1813 | -950 | -950
1814 | -950 | -950
1815 | -950 | -950
1816 | -950 | -950
1817 | -950 | -950
1818 | -950 | -950
1819 | -950 | -950
1820 | -950 | -950
1821 | -950 | -950
1822 | -950 | -950
1823 | -950 | -950
1824 | -950 | -950
1825 | -950 | -950
1826 | -950 | -950
1827 | -950 | -950
1828 | -950 | -950
1829 | -950 | -950
1830 | -950 | -950
1831 | -950 | -950
1832 | -950 | -950
1833 | -950 | -950
1834 | -950 | -950
1835 | -950 | -950
1836 | -950 | -950
1837 | -950 | -950
1838 | -950 | -950
1839 | -950 | -950
1840 | -950 | -950
1841 | -950 | -950
1842 | -950 | -950
1843 | -950 | -950
1844 | -950 | -950
1845 | -950 | -950
1846 | -950 | -950
1847 | -950 | -950
1848 | -950 | -950
1849 | -950 | -950
1850 | -950 | -950
1851 | -950 | -950
1852 | -950 | -950
1853 | -950 | -950
1854 | -950 | -950
1855 | -950 | -950
1856 | -950 | -950
1857 | -950 | -950
1858 | -950 | -950
1859 | -950 | -950
1860 | -950 | -950
1861 | -950 | -950
1862 | -950 | -950
1863 | -950 | -950
1864 | -950 | -950
1865 | -950 | -950
1866 | -950 | -950
1867 | -950 | -950
1868 | -950 | -950
1869 | -950 | -950
1870 | -950 | -950
1871 | -950 | -950
1872 | -950 | -950
1873 | -950 | -950
1874 | -950 | -950
1875 | -950 | -950
1876 | -950 | -950
1877 | -950 | -950
1878 | -950 | -950
1879 | -950 | -950
1880 | -950 | -950
1881 | -950 | -950
1882 | -950 | -950
1883 | -950 | -950
1884 | -950 | -950
1885 | -950 | -950
1886 | -950 | -950
1887 | -950 | -950
1888 | -950 | -950
1889 | -950 | -950
1890 | -950 | -950
1891 | -950 | -950
1892 | -950 | -950
1893 | -950 | -950
1894 | -950 | -950
1895 | -950 | -950
1896 | -950 | -950
1897 | -950 | -950
1898 | -950 | -950
1899 | -950 | -950
1900 | -950 | -950
1901 | -950 | -950
1902 | -950 | -950
1903 | -950 | -950
1904 | -950 | -950
1905 | -950 | -950
1906 | -950 | -950
1907 | -950 | -950
1908 | -950 | -950
1909 | -950 | -950
1910 | -950 | -950
1911 | -950 | -950
1912 | -950 | -950
1913 | -950 | -950
1914 | -950 | -950
1915 | -950 | -950
1916 | -950 | -950
1917 | -950 | -950
1918 | -950 | -950
1919 | -950 | -950
1920 | -950 | -950
1921 | -950 | -950
1922 | -950 | -950
1923 | -950 | -950
1924 | -950 | -950
1925 | -950 | -950
1926 | -950 | -950
1927 | -950 | -950
1928 | -950 | -950
1929 | -950 | -950
1930 | -950 | -950
1931 | -950 | -950
1932 | -950 | -950
1933 | -950 | -950
1934 | -950 | -950
1935 | -950 | -950
1936 | -950 | -950
1937 | -950 | -950
1938 | -950 | -950
1939 | -950 | -950
1940 | -950 | -950
1941 | -950 | -950
1942 | -950 | -950
1943 | -950 | -950
1944 | -950 | -950
1945 | -950 | -950
1946 | -950 | -950
1947 | -950 | -950
1948 | -950 | -950
1949 | -950 | -950
1950 | -950 | -950
1951 | -950 | -950
1952 | -950 | -950
1953 | -950 | -950
1954 | -950 | -950
1955 | -950 | -950
1956 | -950 | -950
1957 | -950 | -950
1958 | -950 | -950
1959 | -950 | -950
1960 | -950 | -950
1961 | -950 | -950
1962 | -950 | -950
1963 | -950 | -950
1964 | -950 | -950
1965 | -950 | -950
1966 | -950 | -950
1967 | -950 | -950
1968 | -950 | -950
1969 | -950 | -950
1970 | -950 | -950
1971 | -950 | -950
1972 | -950 | -950
1973 | -950 | -950
1974 | -950 | -950
1975 | -950 | -950
1976 | -950 | -950
1977 | -950 | -950
1978 | -950 | -950
1979 | -950 | -950
1980 | -950 | -950
1981 | -950 | -950
1982 | -950 | -950
1983 | -950 | -950
1984 | -950 | -950
1985 | -950 | -950
1986 | -950 | -950
1987 | -950 | -950
1988 | -950 | -950
1989 | -950 | -950
1990 | -950 | -950
1991 | -950 | -950
1992 | -950 | -950
1993 | -950 | -950
1994 | -950 | -950
1995 | -950 | -950
1996 | -950 | -950
1997 | -950 | -950
1998 | -950 | -950
1999 | -950 | -950
2000 | -950 | -950
2001 | -950 | -950
2002 | -950 | -950
2003 | -950 | -950
2004 | -950 | -950
2005 | -950 | -950
2006 | -950 | -950
2007 | -950 | -950
2008 | -950 | -950
2009 | -950 | -950
2010 | -950 | -950
2011 | -950 | -950
2012 | -950 | -950
2013 | -950 | -950
2014 | -950 | -950
2015 | -950 | -950
2016 | -950 | -950
2017 | -950 | -950
2018 | -950 | -950
2019 | -950 | -950
2020 | -950 | -950
2021 | -950 | -950
2022 | -950 | -950
2023 | -950 | -950
2024 | -950 | -950
2025 | -950 | -950
2026 | -950 | -950
2027 | -950 | -950
2028 | -950 | -950
2029 | -950 | -950
2030 | -950 | -950
2031 | -950 | -950
2032 | -950 | -950
2033 | -950 | -950
2034 | -950 | -950
2035 | -950 | -950
2036 | -950 | -950
2037 | -950 | -950
2038 | -950 | -950
2039 | -950 | -950
2040 | -950 | -950
2041 | -950 | -950
2042 | -950 | -950
2043 | -950 | -950
2044 | -950 | -950
2045 | -950 | -950
2046 | -950 | -950
2047 | -950 | -950
2048 | -950 | -950
2049 | -950 | -950
2050 | -950 | -950
2051 | -950 | -950
2052 | -950 | -950
2053 | -950 | -950
2054 | -950 | -950
2055 | -950 | -950
2056 | -950 | -950
2057 | -950 | -950
2058 | -950 | -950
2059 | -950 | -950
2060 | -950 | -950
2061 | -950 | -950
2062 | -950 | -950
2063 | -950 | -950
2064 | -950 | -950
2065 | -950 | -950
2066 | -950 | -950
2067 | -950 | -950
2068 | -950 | -950
2069 | -950 | -950
2070 | -950 | -950
2071 | -950 | -950
2072 | -950 | -950
2073 | -950 | -950
2074 | -950 | -950
2075 | -950 | -950
2076 | -950 | -950
2077 | -950 | -950
2078 | -950 | -950
2079 | -950 | -950
2080 | -950 | -950
2081 | -950 | -950
2082 | -950 | -950
2083 | -950 | -950
2084 | -950 | -950
2085 | -950 | -950
2086 | -950 | -950
2087 | -950 | -950
2088 | -950 | -950
2089 | -950 | -950
2090 | -950 | -950
2091 | -950 | -950
2092 | -950 | -950
2093 | -950 | -950
2094 | -950 | -950
2095 | -950 | -950
2096 | -950 | -950
2097 | -950 | -950
2098 | -950 | -950
2099 | -950 | -950
2100 | -950 | -950
2101 | -950 | -950
2102 | -950 | -950
2103 | -950 | -950
2104 | -950 | -950
2105 | -950 | -950
2106 | -950 | -950
2107 | -950 | -950
2108 | -950 | -950
2109 | -950 | -950
2110 | -950 | -950
2111 | -950 | -950
2112 | -950 | -950
2113 | -950 | -950
2114 | -950 | -950
2115 | -950 | -950
2116 | -950 | -950
2117 | -950 | -950
2118 | -950 | -950
2119 | -950 | -950
2120 | -950 | -950
2121 | -950 | -950
2122 | -950 | -950
2123 | -950 | -950
2124 | -950 | -950
2125 | -950 | -950
2126 | -950 | -950
2127 | -950 | -950
2128 | -950 | -950
2129 | -950 | -950
2130 | -950 | -950
2131 | -950 | -950
2132 | -950 | -950
2133 | -950 | -950
2134 | -950 | -950
2135 | -950 | -950
2136 | -950 | -950
2137 | -950 | -950
2138 | -950 | -950
2139 | -950 | -950
2140 | -950 | -950
2141 | -950 | -950
2142 | -950 | -950
2143 | -950 | -950
2144 | -950 | -950
2145 | -950 | -950
2146 | -950 | -950
2147 | -950 | -950
2148 | -950 | -950
2149 | -950 | -950
2150 | -950 | -950
2151 | -950 | -950
2152 | -950 | -950
2153 | -950 | -950
2154 | -950 | -950
2155 | -950 | -950
2156 | -950 | -950
2157 | -950 | -950
2158 | -950 | -950
2159 | -950 | -950
2160 | -950 | -950
2161 | -950 | -950
2162 | -950 | -950
2163 | -950 | -950
2164 | -950 | -950
2165 | -950 | -950
2166 | -950 | -950
2167 | -950 | -950
2168 | -950 | -950
2169 | -950 | -950
2170 | -950 | -950
2171 | -950 | -950
2172 | -950 | -950
2173 | -950 | -950
2174 | -950 | -950
2175 | -950 | -950
2176 | -950 | -950
2177 | -950 | -950
2178 | -950 | -950
2179 | -950 | -950
2180 | -950 | -950
2181 | -950 | -950
2182 | -950 | -950
2183 | -950 | -950
2184 | -950 | -950
2185 | -950 | -950
2186 | -950 | -950
2187 | -950 | -950
2188 | -950 | -950
2189 | -950 | -950
2190 | -950 | -950
2191 | -950 | -950
2192 | -950 | -950
2193 | -950 | -950
2194 | -950 | -950
2195 | -950 | -950
2196 | -950 | -950
2197 | -950 | -950
2198 | -950 | -950
2199 | -950 | -950
2200 | -950 | -950
2201 | -950 | -950
2202 | -950 | -950
2203 | -950 | -950
2204 | -950 | -950
2205 | -950 | -950
2206 | -950 | -950
2207 | -950 | -950
2208 | -950 | -950
2209 | -950 | -950
2210 | -950 | -950
2211 | -950 | -950
2212 | -950 | -950
2213 | -950 | -950
2214 | -950 | -950
2215 | -950 | -950
2216 | -950 | -950
2217 | -950 | -950
2218 | -950 | -950
2219 | -950 | -950
2220 | -950 | -950
2221 | -950 | -950
2222 | -950 | -950
2223 | -950 | -950
2224 | -950 | -950
2225 | -950 | -950
2226 | -950 | -950
2227 | -950 | -950
2228 | -950 | -950
2229 | -950 | -950
2230 | -950 | -950
2231 | -950 | -950
2232 | -950 | -950
2233 | -950 | -950
2234 | -950 | -950
2235 | -950 | -950
2236 | -950 | -950
2237 | -950 | -950
2238 | -950 | -950
2239 | -950 | -950
2240 | -950 | -950
2241 | -950 | -950
2242 | -950 | -950
2243 | -950 | -950
2244 | -950 | -950
2245 | -950 | -950
2246 | -950 | -950
2247 | -950 | -950
2248 | -950 | -950
2249 | -950 | -950
2250 | -950 | -950
2251 | -950 | -950
2252 | -950 | -950
2253 | -950 | -950
2254 | -950 | -950
2255 | -950 | -950
2256 | -950 | -950
2257 | -950 | -950
2258 | -950 | -950
2259 | -950 | -950
2260 | -950 | -950
2261 | -950 | -950
2262 | -950 | -950
2263 | -950 | -950
2264 | -950 | -950
2265 | -950 | -950
2266 | -950 | -950
2267 | -950 | -950
2268 | -950 | -950
2269 | -950 | -950
2270 | -950 | -950
2271 | -950 | -950
2272 | -950 | -950
2273 | -950 | -950
2274 | -950 | -950
2275 | -950 | -950
2276 | -950 | -950
2277 | -950 | -950
2278 | -950 | -950
2279 | -950 | -950
2280 | -950 | -950
2281 | -950 | -950
2282 | -950 | -950
2283 | -950 | -950
2284 | -950 | -950
2285 | -950 | -950
2286 | -950 | -950
2287 | -950 | -950
2288 | -950 | -950
2289 | -950 | -950
2290 | -950 | -950
2291 | -950 | -950
2292 | -950 | -950
2293 | -950 | -950
2294 | -950 | -950
2295 | -950 | -950
2296 | -950 | -950
2297 | -950 | -950
2298 | -950 | -950
2299 | -950 | -950
2300 | -950 | -950
2301 | -950 | -950
2302 | -950 | -950
2303 | -950 | -950
2304 | -950 | -950
2305 | -950 | -950
2306 | -950 | -950
2307 | -950 | -950
2308 | -950 | -950
2309 | -950 | -950
2310 | -950 | -950
2311 | -950 | -950
2312 | -950 | -950
2313 | -950 | -950
2314 | -950 | -950
2315 | -950 | -950
2316 | -950 | -950
2317 | -950 | -950
2318 | -950 | -950
2319 | -950 | -950
2320 | -950 | -950
2321 | -950 | -950
2322 | -950 | -950
2323 | -950 | -950
2324 | -950 | -950
2325 | -950 | -950
2326 | -950 | -950
2327 | -950 | -950
2328 | -950 | -950
2329 | -950 | -950
2330 | -950 | -950
2331 | -950 | -950
2332 | -950 | -950
2333 | -950 | -950
2334 | -950 | -950
2335 | -950 | -950
2336 | -950 | -950
2337 | -950 | -950
2338 | -950 | -950
2339 | -950 | -950
2340 | -950 | -950
2341 | -950 | -950
2342 | -950 | -950
2343 | -950 | -950
2344 | -950 | -950
2345 | -950 | -950
2346 | -950 | -950
2347 | -950 | -950
2348 | -950 | -950
2349 | -950 | -950
2350 | -950 | -950
2351 | -950 | -950
2352 | -950 | -950
2353 | -950 | -950
2354 | -950 | -950
2355 | -950 | -950
2356 | -950 | -950
2357 | -950 | -950
2358 | -950 | -950
2359 | -950 | -950
2360 | -950 | -950
2361 | -950 | -950
2362 | -950 | -950
2363 | -950 | -950
2364 | -950 | -950
2365 | -950 | -950
2366 | -950 | -950
2367 | -950 | -950
2368 | -950 | -950
2369 | -950 | -950
2370 | -950 | -950
2371 | -950 | -950
2372 | -950 | -950
2373 | -950 | -950
2374 | -950 | -950
2375 | -950 | -950
2376 | -950 | -950
2377 | -950 | -950
2378 | -950 | -950
2379 | -950 | -950
2380 | -950 | -950
2381 | -950 | -950
2382 | -950 | -950
2383 | -950 | -950
2384 | -950 | -950
2385 | -950 | -950
2386 | -950 | -950
2387 | -950 | -950
2388 | -950 | -950
2389 | -950 | -950
2390 | -950 | -950
2391 | -950 | -950
2392 | -950 | -950
2393 | -950 | -950
2394 | -950 | -950
2395 | -950 | -950
2396 | -950 | -950
2397 | -950 | -950
2398 | -950 | -950
2399 | -950 | -950
2400 | -950 | -950
2401 | -950 | -950
2402 | -950 | -950
2403 | -950 | -950
2404 | -950 | -950
2405 | -950 | -950
2406 | -950 | -950
2407 | -950 | -950
2408 | -950 | -950
2409 | -950 | -950
2410 | -950 | -950
2411 | -950 | -950
2412 | -950 | -950
2413 | -950 | -950
2414 | -950 | -950
2415 | -950 | -950
2416 | -950 | -950
2417 | -950 | -950
2418 | -950 | -950
2419 | -950 | -950
2420 | -950 | -950
2421 | -950 | -950
2422 | -950 | -950
2423 | -950 | -950
2424 | -950 | -950
2425 | -950 | -950
2426 | -950 | -950
2427 | -950 | -950
2428 | -950 | -950
2429 | -950 | -950
2430 | -950 | -950
2431 | -950 | -950
2432 | -950 | -950
2433 | -950 | -950
2434 | -950 | -950
2435 | -950 | -950
2436 | -950 | -950
2437 | -950 | -950
2438 | -950 | -950
2439 | -950 | -950
2440 | -950 | -950
2441 | -950 | -950
2442 | -950 | -950
2443 | -950 | -950
2444 | -950 | -950
2445 | -950 | -950
2446 | -950 | -950
2447 | -950 | -950
2448 | -950 | -950
2449 | -950 | -950
2450 | -950 | -950
2451 | -950 | -950
2452 | -950 | -950
2453 | -950 | -950
2454 | -950 | -950
2455 | -950 | -950
2456 | -950 | -950
2457 | -950 | -950
2458 | -950 | -950
2459 | -950 | -950
2460 | -950 | -950
2461 | -950 | -950
2462 | -950 | -950
2463 | -950 | -950
2464 | -950 | -950
2465 | -950 | -950
2466 | -950 | -950
2467 | -950 | -950
2468 | -950 | -950
2469 | -950 | -950
2470 | -950 | -950
2471 | -950 | -950
2472 | -950 | -950
2473 | -950 | -950
2474 | -950 | -950
2475 | -950 | -950
2476 | -950 | -950
2477 | -950 | -950
2478 | -950 | -950
2479 | -950 | -950
2480 | -950 | -950
2481 | -950 | -950
2482 | -950 | -950
2483 | -950 | -950
2484 | -950 | -950
2485 | -950 | -950
2486 | -950 | -950
2487 | -950 | -950
2488 | -950 | -950
2489 | -950 | -950
2490 | -950 | -950
2491 | -950 | -950
2492 | -950 | -950
2493 | -950 | -950
2494 | -950 | -950
2495 | -950 | -950
2496 | -950 | -950
2497 | -950 | -950
2498 | -950 | -950
2499 | -950 | -950
2500 | -950 | -950
2501 | -950 | -950
2502 | -950 | -950
2503 | -950 | -950
2504 | -950 | -950
2505 | -950 | -950
2506 | -950 | -950
2507 | -950 | -950
2508 | -950 | -950
2509 | -950 | -950
2510 | -950 | -950
2511 | -950 | -950
2512 | -950 | -950
2513 | -950 | -950
2514 | -950 | -950
2515 | -950 | -950
2516 | -950 | -950
2517 | -950 | -950
2518 | -950 | -950
2519 | -950 | -950
2520 | -950 | -950
2521 | -950 | -950
2522 | -950 | -950
2523 | -950 | -950
2524 | -950 | -950
2525 | -950 | -950
2526 | -950 | -950
2527 | -950 | -950
2528 | -950 | -950
2529 | -950 | -950
2530 | -950 | -950
2531 | -950 | -950
2532 | -950 | -950
2533 | -950 | -950
2534 | -950 | -950
2535 | -950 | -950
2536 | -950 | -950
2537 | -950 | -950
2538 | -950 | -950
2539 | -950 | -950
2540 | -950 | -950
2541 | -950 | -950
2542 | -950 | -950
2543 | -950 | -950
2544 | -950 | -950
2545 | -950 | -950
2546 | -950 | -950
2547 | -950 | -950
2548 | -950 | -950
2549 | -950 | -950
2550 | -950 | -950
2551 | -950 | -950
2552 | -950 | -950
2553 | -950 | -950
2554 | -950 | -950
2555 | -950 | -950
2556 | -950 | -950
2557 | -950 | -950
2558 | -950 | -950
2559 | -950 | -950
2560 | -950 | -950
2561 | -950 | -950
2562 | -950 | -950
2563 | -950 | -950
2564 | -950 | -950
2565 | -950 | -950
2566 | -950 | -950
2567 | -950 | -950
2568 | -950 | -950
2569 | -950 | -950
2570 | -950 | -950
2571 | -950 | -950
2572 | -950 | -950
2573 | -950 | -950
2574 | -950 | -950
2575 | -950 | -950
2576 | -950 | -950
2577 | -950 | -950
2578 | -950 | -950
2579 | -950 | -950
2580 | -950 | -950
2581 | -950 | -950
2582 | -950 | -950
2583 | -950 | -950
2584 | -950 | -950
2585 | -950 | -950
2586 | -950 | -950
2587 | -950 | -950
2588 | -950 | -950
2589 | -950 | -950
2590 | -950 | -950
2591 | -950 | -950
2592 | -950 | -950
2593 | -950 | -950
2594 | -950 | -950
2595 | -950 | -950
2596 | -950 | -950
2597 | -950 | -950
2598 | -950 | -950
2599 | -950 | -950
2600 | -950 | -950
2601 | -950 | -950
2602 | -950 | -950
2603 | -950 | -950
2604 | -950 | -950
2605 | -950 | -950
2606 | -950 | -950
2607 | -950 | -950
2608 | -950 | -950
2609 | -950 | -950
2610 | -950 | -950
2611 | -950 | -950
2612 | -950 | -950
2613 | -950 | -950
2614 | -950 | -950
2615 | -950 | -950
2616 | -950 | -950
2617 | -950 | -950
2618 | -950 | -950
2619 | -950 | -950
2620 | -950 | -950
2621 | -950 | -950
2622 | -950 | -950
2623 | -950 | -950
2624 | -950 | -950
2625 | -950 | -950
2626 | -950 | -950
2627 | -950 | -950
2628 | -950 | -950
2629 | -950 | -950
2630 | -950 | -950
2631 | -950 | -950
2632 | -950 | -950
2633 | -950 | -950
2634 | -950 | -950
2635 | -950 | -950
2636 | -950 | -950
2637 | -950 | -950
2638 | -950 | -950
2639 | -950 | -950
2640 | -950 | -950
2641 | -950 | -950
2642 | -950 | -950
2643 | -950 | -950
2644 | -950 | -950
2645 | -950 | -950
2646 | -950 | -950
2647 | -950 | -950
2648 | -950 | -950
2649 | -950 | -950
2650 | -950 | -950
2651 | -950 | -950
2652 | -950 | -950
2653 | -950 | -950
2654 | -950 | -950
2655 | -950 | -950
2656 | -950 | -950
2657 | -950 | -950
2658 | -950 | -950
2659 | -950 | -950
2660 | -950 | -950
2661 | -950 | -950
2662 | -950 | -950
2663 | -950 | -950
2664 | -950 | -950
2665 | -950 | -950
2666 | -950 | -950
2667 | -950 | -950
2668 | -950 | -950
2669 | -950 | -950
2670 | -950 | -950
2671 | -950 | -950
2672 | -950 | -950
2673 | -950 | -950
2674 | -950 | -950
2675 | -950 | -950
2676 | -950 | -950
2677 | -950 | -950
2678 | -950 | -950
2679 | -950 | -950
2680 | -950 | -950
2681 | -950 | -950
2682 | -950 | -950
2683 | -950 | -950
2684 | -950 | -950
2685 | -950 | -950
2686 | -950 | -950
2687 | -950 | -950
2688 | -950 | -950
2689 | -950 | -950
2690 | -950 | -950
2691 | -950 | -950
2692 | -950 | -950
2693 | -950 | -950
2694 | -950 | -950
2695 | -950 | -950
2696 | -950 | -950
2697 | -950 | -950
2698 | -950 | -950
2699 | -950 | -950
2700 | -950 | -950
2701 | -950 | -950
2702 | -950 | -950
2703 | -950 | -950
2704 | -950 | -950
2705 | -950 | -950
2706 | -950 | -950
2707 | -950 | -950
2708 | -950 | -950
2709 | -950 | -950
2710 | -950 | -950
2711 | -950 | -950
2712 | -950 | -950
2713 | -950 | -950
2714 | -950 | -950
2715 | -950 | -950
2716 | -950 | -950
2717 | -950 | -950
2718 | -950 | -950
2719 | -950 | -950
2720 | -950 | -950
2721 | -950 | -950
2722 | -950 | -950
2723 | -950 | -950
2724 | -950 | -950
2725 | -950 | -950
2726 | -950 | -950
2727 | -950 | -950
2728 | -950 | -950
2729 | -950 | -950
2730 | -950 | -950
2731 | -950 | -950
2732 | -950 | -950
2733 | -950 | -950
2734 | -950 | -950
2735 | -950 | -950
2736 | -950 | -950
2737 | -950 | -950
2738 | -950 | -950
2739 | -950 | -950
2740 | -950 | -950
2741 | -950 | -950
2742 | -950 | -950
2743 | -950 | -950
2744 | -950 | -950
2745 | -950 | -950
2746 | -950 | -950
2747 | -950 | -950
2748 | -950 | -950
2749 | -950 | -950
2750 | -950 | -950
2751 | -950 | -950
2752 | -950 | -950
2753 | -950 | -950
2754 | -950 | -950
2755 | -950 | -950
2756 | -950 | -950
2757 | -950 | -950
2758 | -950 | -950
2759 | -950 | -950
2760 | -950 | -950
2761 | -950 | -950
2762 | -950 | -950
2763 | -950 | -950
2764 | -950 | -950
2765 | -950 | -950
2766 | -950 | -950
2767 | -950 | -950
2768 | -950 | -950
2769 | -950 | -950
2770 | -950 | -950
2771 | -950 | -950
2772 | -950 | -950
2773 | -950 | -950
2774 | -950 | -950
2775 | -950 | -950
2776 | -950 | -950
2777 | -950 | -950
2778 | -950 | -950
2779 | -950 | -950
2780 | -950 | -950
2781 | -950 | -950
2782 | -950 | -950
2783 | -950 | -950
2784 | -950 | -950
2785 | -950 | -950
2786 | -950 | -950
2787 | -950 | -950
2788 | -950 | -950
2789 | -950 | -950
2790 | -950 | -950
2791 | -950 | -950
2792 | -950 | -950
2793 | -950 | -950
2794 | -950 | -950
2795 | -950 | -950
2796 | -950 | -950
2797 | -950 | -950
2798 | -950 | -950
2799 | -950 | -950
2800 | -950 | -950
2801 | -950 | -950
2802 | -950 | -950
2803 | -950 | -950
2804 | -950 | -950
2805 | -950 | -950
2806 | -950 | -950
2807 | -950 | -950
2808 | -950 | -950
2809 | -950 | -950
2810 | -950 | -950
2811 | -950 | -950
2812 | -950 | -950
2813 | -950 | -950
2814 | -950 | -950
2815 | -950 | -950
2816 | -950 | -950
2817 | -950 | -950
2818 | -950 | -950
2819 | -950 | -950
2820 | -950 | -950
2821 | -950 | -950
2822 | -950 | -950
2823 | -950 | -950
2824 | -950 | -950
2825 | -950 | -950
2826 | -950 | -950
2827 | -950 | -950
2828 | -950 | -950
2829 | -950 | -950
2830 | -950 | -950
2831 | -950 | -950
2832 | -950 | -950
2833 | -950 | -950
2834 | -950 | -950
2835 | -950 | -950
2836 | -950 | -950
2837 | -950 | -950
2838 | -950 | -950
2839 | -950 | -950
2840 | -950 | -950
2841 | -950 | -950
2842 | -950 | -950
2843 | -950 | -950
2844 | -950 | -950
2845 | -950 | -950
2846 | -950 | -950
2847 | -950 | -950
2848 | -950 | -950
2849 | -950 | -950
2850 | -950 | -950
2851 | -950 | -950
2852 | -950 | -950
2853 | -950 | -950
2854 | -950 | -950
2855 | -950 | -950
2856 | -950 | -950
2857 | -950 | -950
2858 | -950 | -950
2859 | -950 | -950
2860 | -950 | -950
2861 | -950 | -950
2862 | -950 | -950
2863 | -950 | -950
2864 | -950 | -950
2865 | -950 | -950
2866 | -950 | -950
2867 | -950 | -950
2868 | -950 | -950
2869 | -950 | -950
2870 | -950 | -950
2871 | -950 | -950
2872 | -950 | -950
2873 | -950 | -950
2874 | -950 | -950
2875 | -950 | -950
2876 | -950 | -950
2877 | -950 | -950
2878 | -950 | -950
2879 | -950 | -950
2880 | -950 | -950
2881 | -950 | -950
2882 | -950 | -950
2883 | -950 | -950
2884 | -950 | -950
2885 | -950 | -950
2886 | -950 | -950
2887 | -950 | -950
2888 | -950 | -950
2889 | -950 | -950
2890 | -950 | -950
2891 | -950 | -950
2892 | -950 | -950
2893 | -950 | -950
2894 | -950 | -950
2895 | -950 | -950
2896 | -950 | -950
2897 | -950 | -950
2898 | -950 | -950
2899 | -950 | -950
2900 | -950 | -950
2901 | -950 | -950
2902 | -950 | -950
2903 | -950 | -950
2904 | -950 | -950
2905 | -950 | -950
2906 | -950 | -950
2907 | -950 | -950
2908 | -950 | -950
2909 | -950 | -950
2910 | -950 | -950
2911 | -950 | -950
2912 | -950 | -950
2913 | -950 | -950
2914 | -950 | -950
2915 | -950 | -950
2916 | -950 | -950
2917 | -950 | -950
2918 | -950 | -950
2919 | -950 | -950
2920 | -950 | -950
2921 | -950 | -950
2922 | -950 | -950
2923 | -950 | -950
2924 | -950 | -950
2925 | -950 | -950
2926 | -950 | -950
2927 | -950 | -950
2928 | -950 | -950
2929 | -950 | -950
2930 | -950 | -950
2931 | -950 | -950
2932 | -950 | -950
2933 | -950 | -950
2934 | -950 | -950
2935 | -950 | -950
2936 | -950 | -950
2937 | -950 | -950
2938 | -950 | -950
2939 | -950 | -950
2940 | -950 | -950
2941 | -950 | -950
2942 | -950 | -950
2943 | -950 | -950
2944 | -950 | -950
2945 | -950 | -950
2946 | -950 | -950
2947 | -950 | -950
2948 | -950 | -950
2949 | -950 | -950
2950 | -950 | -950
2951 | -950 | -950
2952 | -950 | -950
2953 | -950 | -950
2954 | -950 | -950
2955 | -950 | -950
2956 | -950 | -950
2957 | -950 | -950
2958 | -950 | -950
2959 | -950 | -950
2960 | -950 | -950
2961 | -950 | -950
2962 | -950 | -950
2963 | -950 | -950
2964 | -950 | -950
2965 | -950 | -950
2966 | -950 | -950
2967 | -950 | -950
2968 | -950 | -950
2969 | -950 | -950
2970 | -950 | -950
2971 | -950 | -950
2972 | -950 | -950
2973 | -950 | -950
2974 | -950 | -950
2975 | -950 | -950
2976 | -950 | -950
2977 | -950 | -950
2978 | -950 | -950
2979 | -950 | -950
2980 | -950 | -950
2981 | -950 | -950
2982 | -950 | -950
2983 | -950 | -950
2984 | -950 | -950
2985 | -950 | -950
2986 | -950 | -950
2987 | -950 | -950
2988 | -950 | -950
2989 | -950 | -950
2990 | -950 | -950
2991 | -950 | -950
2992 | -950 | -950
2993 | -950 | -950
2994 | -950 | -950
2995 | -950 | -950
2996 | -950 | -950
2997 | -950 | -950
2998 | -950 | -950
2999 | -950 | -950
3000 | -950 | -950
3001 | -950 | -950
3002 | -950 | -950
3003 | -950 | -950
3004 | -950 | -950
3005 | -950 | -950
3006 | -950 | -950
3007 | -950 | -950
3008 | -950 | -950
3009 | -950 | -950
3010 | -950 | -950
3011 | -950 | -950
3012 | -950 | -950
3013 | -950 | -950
3014 | -950 | -950
3015 | -950 | -950
3016 | -950 | -950
3017 | -950 | -950
3018 | -950 | -950
3019 | -950 | -950
3020 | -950 | -950
3021 | -950 | -950
3022 | -950 | -950
3023 | -950 | -950
3024 | -950 | -950
3025 | -950 | -950
3026 | -950 | -950
3027 | -950 | -950
3028 | -950 | -950
3029 | -950 | -950
3030 | -950 | -950
3031 | -950 | -950
3032 | -950 | -950
3033 | -950 | -950
3034 | -950 | -950
3035 | -950 | -950
3036 | -950 | -950
3037 | -950 | -950
3038 | -950 | -950
3039 | -950 | -950
3040 | -950 | -950
3041 | -950 | -950
3042 | -950 | -950
3043 | -950 | -950
3044 | -950 | -950
3045 | -950 | -950
3046 | -950 | -950
3047 | -950 | -950
3048 | -950 | -950
3049 | -950 | -950
3050 | -950 | -950
3051 | -950 | -950
3052 | -950 | -950
3053 | -950 | -950
3054 | -950 | -950
3055 | -950 | -950
3056 | -950 | -950
3057 | -950 | -950
3058 | -950 | -950
3059 | -950 | -950
3060 | -950 | -950
3061 | -950 | -950
3062 | -950 | -950
3063 | -950 | -950
3064 | -950 | -950
3065 | -950 | -950
3066 | -950 | -950
3067 | -950 | -950
3068 | -950 | -950
3069 | -950 | -950
3070 | -950 | -950
3071 | -950 | -950
3072 | -950 | -950
3073 | -950 | -950
3074 | -950 | -950
3075 | -950 | -950
3076 | -950 | -950
3077 | -950 | -950
3078 | -950 | -950
3079 | -950 | -950
3080 | -950 | -950
3081 | -950 | -950
3082 | -950 | -950
3083 | -950 | -950
3084 | -950 | -950
3085 | -950 | -950
3086 | -950 | -950
3087 | -950 | -950
3088 | -950 | -950
3089 | -950 | -950
3090 | -950 | -950
3091 | -950 | -950
3092 | -950 | -950
3093 | -950 | -950
3094 | -950 | -950
3095 | -950 | -950
3096 | -950 | -950
3097 | -950 | -950
3098 | -950 | -950
3099 | -950 | -950
3100 | -950 | -950
3101 | -950 | -950
3102 | -950 | -950
3103 | -950 | -950
3104 | -950 | -950
3105 | -950 | -950
3106 | -950 | -950
3107 | -950 | -950
3108 | -950 | -950
3109 | -950 | -950
3110 | -950 | -950
3111 | -950 | -950
3112 | -950 | -950
3113 | -950 | -950
3114 | -950 | -950
3115 | -950 | -950
3116 | -950 | -950
3117 | -950 | -950
3118 | -950 | -950
3119 | -950 | -950
3120 | -950 | -950
3121 | -950 | -950
3122 | -950 | -950
3123 | -950 | -950
3124 | -950 | -950
3125 | -950 | -950
3126 | -950 | -950
3127 | -950 | -950
3128 | -950 | -950
3129 | -950 | -950
3130 | -950 | -950
3131 | -950 | -950
3132 | -950 | -950
3133 | -950 | -950
3134 | -950 | -950
3135 | -950 | -950
3136 | -950 | -950
3137 | -950 | -950
3138 | -950 | -950
3139 | -950 | -950
3140 | -950 | -950
3141 | -950 | -950
3142 | -950 | -950
3143 | -950 | -950
3144 | -950 | -950
3145 | -950 | -950
3146 | -950 | -950
3147 | -950 | -950
3148 | -950 | -950
3149 | -950 | -950
3150 | -950 | -950
3151 | -950 | -950
3152 | -950 | -950
3153 | -950 | -950
3154 | -950 | -950
3155 | -950 | -950
3156 | -950 | -950
3157 | -950 | -950
3158 | -950 | -950
3159 | -950 | -950
3160 | -950 | -950
3161 | -950 | -950
3162 | -950 | -950
3163 | -950 | -950
3164 | -950 | -950
3165 | -950 | -950
3166 | -950 | -950
3167 | -950 | -950
3168 | -950 | -950
3169 | -950 | -950
3170 | -950 | -950
3171 | -950 | -950
3172 | -950 | -950
3173 | -950 | -950
3174 | -950 | -950
3175 | -950 | -950
3176 | -950 | -950
3177 | -950 | -950
3178 | -950 | -950
3179 | -950 | -950
3180 | -950 | -950
3181 | -950 | -950
3182 | -950 | -950
3183 | -950 | -950
3184 | -950 | -950
3185 | -950 | -950
3186 | -950 | -950
3187 | -950 | -950
3188 | -950 | -950
3189 | -950 | -950
3190 | -950 | -950
3191 | -950 | -950
3192 | -950 | -950
3193 | -950 | -950
3194 | -950 | -950
3195 | -950 | -950
3196 | -950 | -950
3197 | -950 | -950
3198 | -950 | -950
3199 | -950 | -950
3200 | -950 | -950
3201 | -950 | -950
3202 | -950 | -950
3203 | -950 | -950
3204 | -950 | -950
3205 | -950 | -950
3206 | -950 | -950
3207 | -950 | -950
3208 | -950 | -950
3209 | -950 | -950
3210 | -950 | -950
3211 | -950 | -950
3212 | -950 | -950
3213 | -950 | -950
3214 | -950 | -950
3215 | -950 | -950
3216 | -950 | -950
3217 | -950 | -950
3218 | -950 | -950
3219 | -950 | -950
3220 | -950 | -950
3221 | -950 | -950
3222 | -950 | -950
3223 | -950 | -950
3224 | -950 | -950
3225 | -950 | -950
3226 | -950 | -950
3227 | -950 | -950
3228 | -950 | -950
3229 | -950 | -950
3230 | -950 | -950
3231 | -950 | -950
3232 | -950 | -950
3233 | -950 | -950
3234 | -950 | -950
3235 | -950 | -950
3236 | -950 | -950
3237 | -950 | -950
3238 | -950 | -950
3239 | -950 | -950
3240 | -950 | -950
3241 | -950 | -950
3242 | -950 | -950
3243 | -950 | -950
3244 | -950 | -950
3245 | -950 | -950
3246 | -950 | -950
3247 | -950 | -950
3248 | -950 | -950
3249 | -950 | -950
3250 | -950 | -950
3251 | -950 | -950
3252 | -950 | -950
3253 | -950 | -950
3254 | -950 | -950
3255 | -950 | -950
3256 | -950 | -950
3257 | -950 | -950
3258 | -950 | -950
3259 | -950 | -950
3260 | -950 | -950
3261 | -950 | -950
3262 | -950 | -950
3263 | -950 | -950
3264 | -950 | -950
3265 | -950 | -950
3266 | -950 | -950
3267 | -950 | -950
3268 | -950 | -950
3269 | -950 | -950
3270 | -950 | -950
3271 | -950 | -950
3272 | -950 | -950
3273 | -950 | -950
3274 | -950 | -950
3275 | -950 | -950
3276 | -950 | -950
3277 | -950 | -950
3278 | -950 | -950
3279 | -950 | -950
3280 | -950 | -950
3281 | -950 | -950
3282 | -950 | -950
3283 | -950 | -950
3284 | -950 | -950
3285 | -950 | -950
3286 | -950 | -950
3287 | -950 | -950
3288 | -950 | -950
3289 | -950 | -950
3290 | -950 | -950
3291 | -950 | -950
3292 | -950 | -950
3293 | -950 | -950
3294 | -950 | -950
3295 | -950 | -950
3296 | -950 | -950
3297 | -950 | -950
3298 | -950 | -950
3299 | -950 | -950
3300 | -950 | -950
3301 | -950 | -950
3302 | -950 | -950
3303 | -950 | -950
3304 | -950 | -950
3305 | -950 | -950
3306 | -950 | -950
3307 | -950 | -950
3308 | -950 | -950
3309 | -950 | -950
3310 | -950 | -950
3311 | -950 | -950
3312 | -950 | -950
3313 | -950 | -950
3314 | -950 | -950
3315 | -950 | -950
3316 | -950 | -950
3317 | -950 | -950
3318 | -950 | -950
3319 | -950 | -950
3320 | -950 | -950
3321 | -950 | -950
3322 | -950 | -950
3323 | -950 | -950
3324 | -950 | -950
3325 | -950 | -950
3326 | -950 | -950
3327 | -950 | -950
3328 | -950 | -950
3329 | -950 | -950
3330 | -950 | -950
3331 | -950 | -950
3332 | -950 | -950
3333 | -950 | -950
3334 | -950 | -950
3335 | -950 | -950
3336 | -950 | -950
3337 | -950 | -950
3338 | -950 | -950
3339 | -950 | -950
3340 | -950 | -950
3341 | -950 | -950
3342 | -950 | -950
3343 | -950 | -950
3344 | -950 | -950
3345 | -950 | -950
3346 | -950 | -950
3347 | -950 | -950
3348 | -950 | -950
3349 | -950 | -950
3350 | -950 | -950
3351 | -950 | -950
3352 | -950 | -950
3353 | -950 | -950
3354 | -950 | -950
3355 | -950 | -950
3356 | -950 | -950
3357 | -950 | -950
3358 | -950 | -950
3359 | -950 | -950
3360 | -950 | -950
3361 | -950 | -950
3362 | -950 | -950
3363 | -950 | -950
3364 | -950 | -950
3365 | -950 | -950
3366 | -950 | -950
3367 | -950 | -950
3368 | -950 | -950
3369 | -950 | -950
3370 | -950 | -950
3371 | -950 | -950
3372 | -950 | -950
3373 | -950 | -950
3374 | -950 | -950
3375 | -950 | -950
3376 | -950 | -950
3377 | -950 | -950
3378 | -950 | -950
3379 | -950 | -950
3380 | -950 | -950
3381 | -950 | -950
3382 | -950 | -950
3383 | -950 | -950
3384 | -950 | -950
3385 | -950 | -950
3386 | -950 | -950
3387 | -950 | -950
3388 | -950 | -950
3389 | -950 | -950
3390 | -950 | -950
3391 | -950 | -950
3392 | -950 | -950
3393 | -950 | -950
3394 | -950 | -950
3395 | -950 | -950
3396 | -950 | -950
3397 | -950 | -950
3398 | -950 | -950
3399 | -950 | -950
3400 | -950 | -950
3401 | -950 | -950
3402 | -950 | -950
3403 | -950 | -950
3404 | -950 | -950
3405 | -950 | -950
3406 | -950 | -950
3407 | -950 | -950
3408 | -950 | -950
3409 | -950 | -950
3410 | -950 | -950
3411 | -950 | -950
3412 | -950 | -950
3413 | -950 | -950
3414 | -950 | -950
3415 | -950 | -950
3416 | -950 | -950
3417 | -950 | -950
3418 | -950 | -950
3419 | -950 | -950
3420 | 0 | -950
3421 | 0 | -950
3422 | 0 | -950
3423 | 0 | -950
3424 | 0 | -950
3425 | 0 | -950
3426 | 0 | -950
3427 | 0 | -950
3428 | 0 | -950
3429 | 0 | -950
3430 | 0 | -950
3431 | 0 | -950
3432 | 0 | -950
3433 | 0 | -950
3434 | 0 | -950
3435 | 0 | -950
3436 | 0 | -950
3437 | 0 | -950
3438 | 0 | -950
3439 | 0 | -950
3440 | 0 | -950
3441 | 0 | -950
3442 | 0 | -950
3443 | 0 | -950
3444 | 0 | -950
3445 | 0 | -950
3446 | 0 | -950
3447 | 0 | -950
3448 | 0 | -950
3449 | 0 | -950
3450 | 0 | -950
3451 | 0 | -950
3452 | 0 | -950
3453 | 0 | -950
3454 | 0 | -950
3455 | 0 | -950
3456 | 0 | -950
3457 | 0 | -950
3458 | 0 | -950
3459 | 0 | -950
3460 | 0 | -950
3461 | 0 | -950
3462 | 0 | -950
3463 | 0 | -950
3464 | 0 | -950
3465 | 0 | -950
3466 | 0 | -950
3467 | 0 | -950
3468 | 0 | -950
3469 | 0 | -950
3470 | 0 | -950
3471 | 0 | -950
3472 | 0 | -950
3473 | 0 | -950
3474 | 0 | -950
3475 | 0 | -950
3476 | 0 | -950
3477 | 0 | -950
3478 | 0 | -950
3479 | 0 | -950
3480 | 0 | -950
3481 | 0 | -950
3482 | 0 | -950
3483 | 0 | -950
3484 | 0 | -950
3485 | 0 | -950
3486 | 0 | -950
3487 | 0 | -950
3488 | 0 | -950
3489 | 0 | -950
3490 | 0 | -950
3491 | 0 | -950
3492 | 0 | -950
3493 | 0 | -950
3494 | 0 | -950
3495 | 0 | -950
3496 | 0 | -950
3497 | 0 | -950
3498 | 0 | -950
3499 | 0 | -950
3500 | 0 | -950
3501 | 0 | -950
3502 | 0 | -950
3503 | 0 | -950
3504 | 0 | -950
3505 | 0 | -950
3506 | 0 | -950
3507 | 0 | -950
3508 | 0 | -950
3509 | 0 | -950
3510 | 0 | -950
3511 | 0 | -950
3512 | 0 | -950
3513 | 0 | -950
3514 | 0 | -950
3515 | 0 | -950
3516 | 0 | -950
3517 | 0 | -950
3518 | 0 | -950
3519 | 0 | -950
3520 | 0 | -950
3521 | 0 | -950
3522 | 0 | -950
3523 | 0 | -950
3524 | 0 | -950
3525 | 0 | -950
3526 | 0 | -950
3527 | 0 | -950
3528 | 0 | -950
3529 | 0 | -950
3530 | 0 | -950
3531 | 0 | -950
3532 | 0 | -950
3533 | 0 | -950
3534 | 0 | -950
3535 | 0 | -950
3536 | 0 | -950
3537 | 0 | -950
3538 | 0 | -950
3539 | 0 | -950
3540 | 0 | -950
3541 | 0 | -950
3542 | 0 | -950
3543 | 0 | -950
3544 | 0 | -950
3545 | 0 | -950
3546 | 0 | -950
3547 | 0 | -950
3548 | 0 | -950
3549 | 0 | -950
3550 | 0 | -950
3551 | 0 | -950
3552 | 0 | -950
3553 | 0 | -950
3554 | 0 | -950
3555 | 0 | -950
3556 | 0 | -950
3557 | 0 | -950
3558 | 0 | -950
3559 | 0 | -950
3560 | 0 | -950
3561 | 0 | -950
3562 | 0 | -950
3563 | 0 | -950
3564 | 0 | -950
3565 | 0 | -950
3566 | 0 | -950
3567 | 0 | -950
3568 | 0 | -950
3569 | 0 | 0
3570 | 0 | 0
3571 | 0 | 0
3572 | 0 | 0
3573 | 0 | 0
3574 | 0 | 0
3575 | 0 | 0
3576 | 0 | 0
3577 | 0 | 0
3578 | 0 | 0
3579 | 0 | 0
3580 | 0 | 0
3581 | 0 | 0
3582 | 0 | 0
3583 | 0 | 0
3584 | 0 | 0
3585 | 0 | 0
3586 | 0 | 0
3587 | 0 | 0
3588 | 0 | 0
3589 | 0 | 0
3590 | 0 | 0
3591 | 0 | 0
3592 | 0 | 0
3593 | 0 | 0
3594 | 0 | 0
3595 | 0 | 0
3596 | 0 | 0
3597 | 0 | 0
3598 | 0 | 0
3599 | 0 | 0
3600 | 0 | 0
3601 | 0 | 0
3602 | 0 | 0
3603 | 0 | 0
3604 | 0 | 0
3605 | 0 | 0
3606 | 0 | 0
3607 | 0 | 0
3608 | 0 | 0
3609 | 0 | 0
3610 | 0 | 0
3611 | 0 | 0
3612 | 0 | 0
3613 | 0 | 0
3614 | 0 | 0
3615 | 0 | 0
3616 | 0 | 0
3617 | 0 | 0
3618 | 0 | 0
3619 | 0 | 0
3620 | 0 | 0
3621 | 0 | 0
3622 | 0 | 0
3623 | 0 | 0
3624 | 0 | 0
3625 | 0 | 0
3626 | 0 | 0
3627 | 0 | 0
3628 | 0 | 0
3629 | 0 | 0
3630 | 0 | 0
3631 | 0 | 0
3632 | 0 | 0
3633 | 0 | 0
3634 | 0 | 0
3635 | 0 | 0
3636 | 0 | 0
3637 | 0 | 0
3638 | 0 | 0
3639 | 0 | 0
3640 | 0 | 0
3641 | 0 | 0
3642 | 0 | 0
3643 | 0 | 0
3644 | 0 | 0
3645 | 0 | 0
3646 | 0 | 0
3647 | 0 | 0
3648 | 0 | 0
3649 | 0 | 0
3650 | 0 | 0
3651 | 0 | 0
3652 | 0 | 0
3653 | 0 | 0
3654 | 0 | 0
3655 | 0 | 0
3656 | 0 | 0
3657 | 0 | 0
3658 | 0 | 0
3659 | 0 | 0
3660 | 0 | 0
3661 | 0 | 0
3662 | 0 | 0
3663 | 0 | 0
3664 | 0 | 0
3665 | 0 | 0
3666 | 0 | 0
3667 | 0 | 0
3668 | 0 | 0
3669 | 0 | 0
3670 | 0 | 0
3671 | 0 | 0
3672 | 0 | 0
3673 | 0 | 0
3674 | 0 | 0
3675 | 0 | 0
3676 | 0 | 0
3677 | 0 | 0
3678 | 0 | 0
3679 | 0 | 0
3680 | 0 | 0
3681 | 0 | 0
3682 | 0 | 0
3683 | 0 | 0
3684 | 0 | 0
3685 | 0 | 0
3686 | 0 | 0
3687 | 0 | 0
3688 | 0 | 0
3689 | 0 | 0
3690 | 0 | 0
3691 | 0 | 0
3692 | 0 | 0
3693 | 0 | 0
3694 | 0 | 0
3695 | 0 | 0
3696 | 0 | 0
3697 | 0 | 0
3698 | 0 | 0
3699 | 0 | 0
3700 | 0 | 0
3701 | 0 | 0
3702 | 0 | 0
3703 | 0 | 0
3704 | 0 | 0
3705 | 0 | 0
3706 | 0 | 0
3707 | 0 | 0
3708 | 0 | 0
3709 | 0 | 0
3710 | 0 | 0
3711 | 0 | 0
3712 | 0 | 0
3713 | 0 | 0
3714 | 0 | 0
3715 | 0 | 0
3716 | 0 | 0
3717 | 0 | 0
3718 | 0 | 0
3719 | 0 | 0
3720 | 0 | 0
3721 | 0 | 0
3722 | 0 | 0
3723 | 0 | 0
3724 | 0 | 0
3725 | 0 | 0
3726 | 0 | 0
3727 | 0 | 0
3728 | 0 | 0
3729 | 0 | 0
3730 | 0 | 0
3731 | 0 | 0
3732 | 0 | 0
3733 | 0 | 0
3734 | 0 | 0
3735 | 0 | 0
3736 | 0 | 0
3737 | 0 | 0
3738 | 0 | 0
3739 | 0 | 0
3740 | 0 | 0
3741 | 0 | 0
3742 | 0 | 0
3743 | 0 | 0
3744 | 0 | 0
3745 | 0 | 0
3746 | 0 | 0
3747 | 0 | 0
3748 | 0 | 0
3749 | 0 | 0
3750 | 0 | 0
3751 | 0 | 0
3752 | 0 | 0
3753 | 0 | 0
3754 | 0 | 0
3755 | 0 | 0
3756 | 0 | 0
3757 | 0 | 0
3758 | 0 | 0
3759 | 0 | 0
3760 | 0 | 0
3761 | 0 | 0
3762 | 0 | 0
3763 | 0 | 0
3764 | 0 | 0
3765 | 0 | 0
3766 | 0 | 0
3767 | 0 | 0
3768 | 0 | 0
3769 | 0 | 0
3770 | 0 | 0
3771 | 0 | 0
3772 | 0 | 0
3773 | 0 | 0
3774 | 0 | 0
3775 | 0 | 0
3776 | 0 | 0
3777 | 0 | 0
3778 | 0 | 0
3779 | 0 | 0
3780 | 2 | 0
3781 | 2 | 0
3782 | 2 | 0
3783 | 2 | 0
3784 | 2 | 0
3785 | 13 | 0
3786 | 13 | 0
3787 | 13 | 0
3788 | 13 | 0
3789 | 13 | 0
3790 | 13 | 0
3791 | 13 | 0
3792 | 13 | 0
3793 | 13 | 0
3794 | 13 | 13
3795 | 13 | 24
3796 | 13 | 24
3797 | 13 | 24
3798 | 13 | 24
3799 | 13 | 24
3800 | 13 | 24
3801 | 13 | 24
3802 | 13 | 24
3803 | 13 | 24
3804 | 13 | 24
3805 | 13 | 24
3806 | 13 | 24
3807 | 13 | 24
3808 | 13 | 24
3809 | 13 | 24
3810 | 13 | 24
3811 | 13 | 33
3812 | 13 | 33
3813 | 13 | 33
3814 | 13 | 33
3815 | 13 | 33
3816 | 13 | 35
3817 | 13 | 35
3818 | 13 | 35
3819 | 13 | 35
3820 | 13 | 35
3821 | 13 | 35
3822 | 13 | 35
3823 | 13 | 35
3824 | 13 | 35
3825 | 13 | 35
3826 | 13 | 35
3827 | 13 | 35
3828 | 13 | 35
3829 | 13 | 35
3830 | 13 | 35
3831 | 13 | 35
3832 | 13 | 35
3833 | 13 | 35
3834 | 13 | 35
3835 | 13 | 35
3836 | 13 | 35
3837 | 13 | 35
3838 | 13 | 35
3839 | 13 | 35
3840 | 13 | 35
3841 | 13 | 35
3842 | 13 | 35
3843 | 13 | 35
3844 | 13 | 35
3845 | 13 | 35
3846 | 13 | 35
3847 | 13 | 35
3848 | 13 | 35
3849 | 13 | 35
3850 | 13 | 35
3851 | 13 | 35
3852 | 13 | 35
3853 | 13 | 35
3854 | 13 | 35
3855 | 13 | 35
3856 | 13 | 35
3857 | 13 | 35
3858 | 13 | 35
3859 | 13 | 35
3860 | 13 | 35
3861 | 13 | 35
3862 | 13 | 35
3863 | 13 | 35
3864 | 13 | 35
3865 | 13 | 35
3866 | 13 | 35
3867 | 13 | 35
3868 | 13 | 35
3869 | 13 | 35
3870 | 13 | 35
3871 | 13 | 35
3872 | 13 | 35
3873 | 13 | 35
3874 | 13 | 35
3875 | 13 | 35
3876 | 13 | 35
3877 | 13 | 35
3878 | 13 | 35
3879 | 13 | 35
3880 | 13 | 35
3881 | 13 | 35
3882 | 13 | 35
3883 | 13 | 35
3884 | 13 | 35
3885 | 13 | 35
3886 | 13 | 35
3887 | 13 | 35
3888 | 13 | 35
3889 | 13 | 35
3890 | 13 | 35
3891 | 13 | 35
3892 | 13 | 35
3893 | 13 | 35
3894 | 13 | 35
3895 | 13 | 35
3896 | 13 | 35
3897 | 13 | 35
3898 | 13 | 35
3899 | 13 | 35
3900 | 13 | 35
3901 | 13 | 35
3902 | 13 | 35
3903 | 13 | 35
3904 | 13 | 35
3905 | 13 | 35
3906 | 13 | 35
3907 | 13 | 35
3908 | 13 | 35
3909 | 13 | 35
3910 | 13 | 35
3911 | 13 | 35
3912 | 13 | 35
3913 | 13 | 35
3914 | 13 | 35
3915 | 13 | 35
3916 | 13 | 35
3917 | 13 | 35
3918 | 13 | 35
3919 | 13 | 35
3920 | 13 | 35
3921 | 13 | 35
3922 | 13 | 35
3923 | 13 | 35
3924 | 13 | 35
3925 | 13 | 35
3926 | 13 | 35
3927 | 13 | 35
3928 | 13 | 35
3929 | 13 | 35
3930 | 13 | 35
3931 | 13 | 35
3932 | 13 | 35
3933 | 13 | 35
3934 | 13 | 35
3935 | 13 | 35
3936 | 13 | 35
3937 | 13 | 35
3938 | 13 | 35
3939 | 13 | 35
3940 | 13 | 35
3941 | 13 | 35
3942 | 13 | 35
3943 | 13 | 35
3944 | 13 | 35
3945 | 13 | 35
3946 | 13 | 35
3947 | 13 | 35
3948 | 13 | 35
3949 | 13 | 35
3950 | 13 | 35
3951 | 13 | 35
3952 | 13 | 35
3953 | 13 | 35
3954 | 13 | 35
3955 | 13 | 35
3956 | 13 | 35
3957 | 13 | 35
3958 | 13 | 35
3959 | 13 | 35
3960 | 13 | 35
3961 | 13 | 35
3962 | 13 | 35
3963 | 13 | 35
3964 | 13 | 35
3965 | 13 | 35
3966 | 13 | 35
3967 | 13 | 35
3968 | 13 | 35
3969 | 13 | 35
3970 | 13 | 35
3971 | 13 | 35
3972 | 13 | 35
3973 | 13 | 35
3974 | 32 | 35
3975 | 32 | 35
3976 | 32 | 35
3977 | 32 | 35
3978 | 32 | 35
3979 | 32 | 35
3980 | 32 | 35
3981 | 32 | 35
3982 | 32 | 35
3983 | 32 | 35
3984 | 32 | 35
3985 | 32 | 35
3986 | 32 | 35
3987 | 32 | 35
3988 | 32 | 35
3989 | 32 | 35
3990 | 32 | 35
3991 | 32 | 35
3992 | 32 | 35
3993 | 32 | 35
3994 | 32 | 35
3995 | 32 | 35
3996 | 32 | 35
3997 | 32 | 35
3998 | 32 | 35
3999 | 32 | 35
4000 | 32 | 35
4001 | 32 | 35
4002 | 32 | 35
4003 | 32 | 35
4004 | 32 | 35
4005 | 32 | 35
4006 | 32 | 35
4007 | 32 | 35
4008 | 32 | 35
4009 | 32 | 35
4010 | 32 | 35
4011 | 32 | 35
4012 | 32 | 35
4013 | 32 | 35
4014 | 32 | 35
4015 | 32 | 35
4016 | 32 | 35
4017 | 32 | 35
4018 | 32 | 35
4019 | 32 | 35
4020 | 32 | 35
4021 | 32 | 35
4022 | 32 | 35
4023 | 32 | 35
4024 | 32 | 35
4025 | 32 | 35
4026 | 32 | 35
4027 | 32 | 35
4028 | 32 | 35
4029 | 32 | 35
4030 | 32 | 35
4031 | 32 | 35
4032 | 32 | 35
4033 | 32 | 35
4034 | 32 | 35
4035 | 32 | 35
4036 | 32 | 35
4037 | 32 | 35
4038 | 32 | 35
4039 | 32 | 35
4040 | 32 | 35
4041 | 32 | 35
4042 | 32 | 35
4043 | 32 | 35
4044 | 32 | 35
4045 | 32 | 35
4046 | 32 | 35
4047 | 32 | 35
4048 | 32 | 35
4049 | 32 | 35
4050 | 32 | 35
4051 | 32 | 35
4052 | 32 | 35
4053 | 32 | 35
4054 | 32 | 35
4055 | 32 | 35
4056 | 32 | 35
4057 | 32 | 35
4058 | 32 | 35
4059 | 32 | 35
4060 | 32 | 36
4061 | 32 | 36
4062 | 32 | 36
4063 | 32 | 36
4064 | 32 | 36
4065 | 32 | 36
4066 | 32 | 36
4067 | 32 | 36
4068 | 33 | 36
4069 | 33 | 36
4070 | 33 | 36
4071 | 33 | 36
4072 | 33 | 36
4073 | 33 | 36
4074 | 33 | 36
4075 | 33 | 36
4076 | 33 | 36
4077 | 33 | 36
4078 | 33 | 36
4079 | 33 | 36
4080 | 33 | 36
4081 | 33 | 36
4082 | 33 | 36
4083 | 33 | 36
4084 | 33 | 36
4085 | 33 | 36
4086 | 33 | 36
4087 | 33 | 36
4088 | 33 | 36
4089 | 33 | 36
4090 | 33 | 36
4091 | 33 | 36
4092 | 33 | 36
4093 | 33 | 36
4094 | 33 | 36
4095 | 33 | 36
4096 | 33 | 36
4097 | 33 | 36
4098 | 33 | 36
4099 | 33 | 36
4100 | 33 | 36
4101 | 33 | 36
4102 | 33 | 36
4103 | 33 | 36
4104 | 33 | 36
4105 | 33 | 36
4106 | 33 | 36
4107 | 33 | 36
4108 | 33 | 36
4109 | 33 | 36
4110 | 33 | 36
4111 | 33 | 36
4112 | 33 | 36
4113 | 33 | 36
4114 | 33 | 36
4115 | 33 | 36
4116 | 33 | 36
4117 | 33 | 36
4118 | 33 | 42
4119 | 33 | 42
4120 | 33 | 42
4121 | 33 | 42
4122 | 33 | 42
4123 | 33 | 42
4124 | 33 | 42
4125 | 33 | 42
4126 | 33 | 42
4127 | 33 | 42
4128 | 33 | 42
4129 | 33 | 42
4130 | 33 | 42
4131 | 33 | 42
4132 | 33 | 42
4133 | 33 | 42
4134 | 33 | 42
4135 | 33 | 42
4136 | 33 | 42
4137 | 33 | 42
4138 | 33 | 42
4139 | 33 | 42
4140 | 33 | 42
4141 | 33 | 42
4142 | 33 | 42
4143 | 33 | 42
4144 | 33 | 42
4145 | 33 | 42
4146 | 33 | 42
4147 | 33 | 42
4148 | 33 | 42
4149 | 33 | 42
4150 | 33 | 42
4151 | 33 | 42
4152 | 33 | 42
4153 | 33 | 42
4154 | 33 | 42
4155 | 33 | 42
4156 | 33 | 42
4157 | 33 | 42
4158 | 33 | 42
4159 | 33 | 42
4160 | 33 | 42
4161 | 33 | 42
4162 | 33 | 42
4163 | 33 | 42
4164 | 33 | 42
4165 | 33 | 42
4166 | 33 | 42
4167 | 33 | 42
4168 | 33 | 42
4169 | 33 | 42
4170 | 33 | 42
4171 | 33 | 42
4172 | 33 | 42
4173 | 33 | 42
4174 | 33 | 42
4175 | 33 | 42
4176 | 33 | 42
4177 | 33 | 42
4178 | 33 | 42
4179 | 33 | 42
4180 | 33 | 42
4181 | 33 | 42
4182 | 33 | 42
4183 | 33 | 42
4184 | 33 | 42
4185 | 33 | 42
4186 | 33 | 42
4187 | 33 | 42
4188 | 33 | 42
4189 | 33 | 42
4190 | 33 | 42
4191 | 33 | 42
4192 | 33 | 42
4193 | 33 | 42
4194 | 33 | 42
4195 | 33 | 42
4196 | 33 | 42
4197 | 33 | 42
4198 | 33 | 42
4199 | 33 | 42
4200 | 33 | 42
4201 | 33 | 42
4202 | 33 | 42
4203 | 33 | 42
4204 | 33 | 42
4205 | 33 | 42
4206 | 33 | 42
4207 | 33 | 42
4208 | 33 | 42
4209 | 33 | 42
4210 | 33 | 42
4211 | 33 | 42
4212 | 33 | 42
4213 | 33 | 42
4214 | 33 | 42
4215 | 33 | 42
4216 | 33 | 42
4217 | 33 | 42
4218 | 33 | 42
4219 | 33 | 42
4220 | 33 | 42
4221 | 33 | 42
4222 | 33 | 42
4223 | 33 | 42
4224 | 33 | 42
4225 | 33 | 42
4226 | 33 | 42
4227 | 33 | 42
4228 | 33 | 42
4229 | 33 | 42
4230 | 33 | 42
4231 | 33 | 42
4232 | 33 | 42
4233 | 33 | 42
4234 | 33 | 42
4235 | 33 | 42
4236 | 33 | 42
4237 | 33 | 42
4238 | 33 | 42
4239 | 33 | 42
4240 | 33 | 42
4241 | 33 | 42
4242 | 33 | 42
4243 | 33 | 42
4244 | 33 | 42
4245 | 33 | 42
4246 | 33 | 42
4247 | 33 | 42
4248 | 33 | 42
4249 | 33 | 42
4250 | 33 | 42
4251 | 33 | 42
4252 | 33 | 42
4253 | 33 | 42
4254 | 33 | 42
4255 | 33 | 42
4256 | 33 | 42
4257 | 33 | 42
4258 | 33 | 42
4259 | 33 | 42
4260 | 33 | 42
4261 | 33 | 42
4262 | 33 | 42
4263 | 33 | 42
4264 | 33 | 42
4265 | 33 | 43
4266 | 33 | 43
4267 | 33 | 43
4268 | 33 | 43
4269 | 33 | 43
4270 | 33 | 43
4271 | 33 | 43
4272 | 33 | 43
4273 | 35 | 43
4274 | 35 | 43
4275 | 35 | 43
4276 | 35 | 43
4277 | 35 | 43
4278 | 35 | 43
4279 | 35 | 43
4280 | 35 | 43
4281 | 35 | 43
4282 | 35 | 43
4283 | 35 | 43
4284 | 35 | 43
4285 | 35 | 43
4286 | 35 | 43
4287 | 35 | 43
4288 | 35 | 43
4289 | 35 | 43
4290 | 35 | 43
4291 | 35 | 43
4292 | 35 | 43
4293 | 35 | 43
4294 | 35 | 43
4295 | 35 | 43
4296 | 35 | 43
4297 | 35 | 43
4298 | 35 | 43
4299 | 35 | 43
4300 | 35 | 43
4301 | 35 | 43
4302 | 35 | 43
4303 | 35 | 43
4304 | 35 | 43
4305 | 35 | 43
4306 | 35 | 43
4307 | 35 | 43
4308 | 35 | 43
4309 | 35 | 43
4310 | 35 | 43
4311 | 35 | 43
4312 | 35 | 43
4313 | 35 | 43
4314 | 35 | 43
4315 | 35 | 43
4316 | 35 | 43
4317 | 35 | 43
4318 | 35 | 43
4319 | 35 | 43
4320 | 35 | 43
4321 | 35 | 43
4322 | 35 | 43
4323 | 35 | 43
4324 | 35 | 43
4325 | 35 | 43
4326 | 35 | 43
4327 | 35 | 43
4328 | 35 | 43
4329 | 35 | 43
4330 | 35 | 43
4331 | 35 | 43
4332 | 35 | 43
4333 | 35 | 43
4334 | 35 | 43
4335 | 35 | 43
4336 | 35 | 43
4337 | 35 | 43
4338 | 35 | 43
4339 | 35 | 43
4340 | 35 | 43
4341 | 35 | 43
4342 | 35 | 43
4343 | 35 | 43
4344 | 35 | 43
4345 | 35 | 43
4346 | 35 | 43
4347 | 35 | 43
4348 | 35 | 43
4349 | 35 | 43
4350 | 35 | 43
4351 | 35 | 43
4352 | 35 | 43
4353 | 35 | 43
4354 | 35 | 43
4355 | 35 | 43
4356 | 35 | 43
4357 | 35 | 43
4358 | 35 | 43
4359 | 35 | 43
4360 | 35 | 43
4361 | 35 | 43
4362 | 35 | 43
4363 | 35 | 43
4364 | 35 | 43
4365 | 35 | 43
4366 | 35 | 43
4367 | 35 | 44
4368 | 35 | 44
4369 | 35 | 44
4370 | 35 | 44
4371 | 35 | 44
4372 | 35 | 44
4373 | 35 | 44
4374 | 35 | 44
4375 | 35 | 44
4376 | 35 | 44
4377 | 35 | 44
4378 | 35 | 44
4379 | 35 | 44
4380 | 35 | 44
4381 | 35 | 44
4382 | 35 | 44
4383 | 35 | 44
4384 | 35 | 44
4385 | 35 | 44
4386 | 35 | 44
4387 | 35 | 44
4388 | 35 | 44
4389 | 35 | 44
4390 | 35 | 44
4391 | 35 | 44
4392 | 35 | 44
4393 | 35 | 44
4394 | 35 | 44
4395 | 35 | 44
4396 | 35 | 44
4397 | 35 | 44
4398 | 35 | 44
4399 | 35 | 44
4400 | 35 | 44
4401 | 35 | 44
4402 | 35 | 44
4403 | 35 | 44
4404 | 35 | 44
4405 | 35 | 44
4406 | 35 | 44
4407 | 35 | 44
4408 | 35 | 44
4409 | 35 | 44
4410 | 35 | 44
4411 | 35 | 44
4412 | 35 | 44
4413 | 35 | 44
4414 | 35 | 44
4415 | 35 | 44
4416 | 35 | 44
4417 | 35 | 44
4418 | 35 | 44
4419 | 35 | 44
4420 | 35 | 44
4421 | 35 | 44
4422 | 35 | 44
4423 | 35 | 44
4424 | 35 | 44
4425 | 35 | 44
4426 | 35 | 44
4427 | 35 | 44
4428 | 35 | 44
4429 | 35 | 44
4430 | 35 | 44
4431 | 35 | 44
4432 | 35 | 44
4433 | 35 | 44
4434 | 35 | 44
4435 | 35 | 44
4436 | 35 | 44
4437 | 35 | 44
4438 | 35 | 44
4439 | 35 | 44
4440 | 35 | 44
4441 | 35 | 48
4442 | 35 | 48
4443 | 35 | 48
4444 | 35 | 48
4445 | 35 | 48
4446 | 35 | 48
4447 | 35 | 48
4448 | 35 | 48
4449 | 35 | 48
4450 | 35 | 48
4451 | 35 | 48
4452 | 35 | 48
4453 | 35 | 48
4454 | 35 | 48
4455 | 35 | 48
4456 | 35 | 48
4457 | 35 | 48
4458 | 35 | 48
4459 | 35 | 48
4460 | 35 | 48
4461 | 35 | 48
4462 | 35 | 48
4463 | 35 | 48
4464 | 35 | 48
4465 | 35 | 48
4466 | 35 | 48
4467 | 35 | 48
4468 | 35 | 48
4469 | 35 | 48
4470 | 35 | 50
4471 | 35 | 50
4472 | 35 | 50
4473 | 35 | 50
4474 | 35 | 50
4475 | 35 | 50
4476 | 35 | 50
4477 | 35 | 50
4478 | 35 | 50
4479 | 35 | 50
4480 | 35 | 50
4481 | 35 | 50
4482 | 35 | 50
4483 | 35 | 50
4484 | 35 | 50
4485 | 35 | 50
4486 | 35 | 50
4487 | 35 | 50
4488 | 35 | 50
4489 | 35 | 50
4490 | 35 | 50
4491 | 35 | 50
4492 | 35 | 50
4493 | 35 | 50
4494 | 35 | 50
4495 | 35 | 50
4496 | 35 | 50
4497 | 35 | 50
4498 | 35 | 50
4499 | 35 | 50
4500 | 35 | 50
4501 | 35 | 50
4502 | 35 | 50
4503 | 35 | 50
4504 | 35 | 50
4505 | 35 | 50
4506 | 35 | 50
4507 | 35 | 50
4508 | 35 | 50
4509 | 35 | 50
4510 | 35 | 50
4511 | 35 | 50
4512 | 35 | 50
4513 | 35 | 50
4514 | 35 | 50
4515 | 35 | 50
4516 | 35 | 50
4517 | 35 | 50
4518 | 35 | 50
4519 | 35 | 50
4520 | 35 | 50
4521 | 35 | 50
4522 | 35 | 50
4523 | 35 | 50
4524 | 35 | 50
4525 | 35 | 50
4526 | 35 | 50
4527 | 35 | 50
4528 | 35 | 50
4529 | 35 | 50
4530 | 35 | 50
4531 | 35 | 50
4532 | 35 | 50
4533 | 35 | 50
4534 | 35 | 50
4535 | 35 | 50
4536 | 35 | 50
4537 | 35 | 50
4538 | 35 | 50
4539 | 35 | 50
4540 | 35 | 50
4541 | 35 | 50
4542 | 35 | 50
4543 | 35 | 50
4544 | 35 | 50
4545 | 35 | 50
4546 | 35 | 50
4547 | 35 | 50
4548 | 35 | 50
4549 | 35 | 50
4550 | 35 | 50
4551 | 35 | 50
4552 | 35 | 50
4553 | 35 | 50
4554 | 35 | 50
4555 | 35 | 51
4556 | 35 | 51
4557 | 35 | 51
4558 | 35 | 51
4559 | 35 | 51
4560 | 35 | 51
4561 | 35 | 51
4562 | 35 | 51
4563 | 35 | 51
4564 | 35 | 51
4565 | 35 | 51
4566 | 35 | 51
4567 | 35 | 51
4568 | 35 | 51
4569 | 35 | 51
4570 | 35 | 51
4571 | 35 | 51
4572 | 35 | 51
4573 | 35 | 51
4574 | 35 | 51
4575 | 35 | 51
4576 | 35 | 51
4577 | 35 | 51
4578 | 35 | 51
4579 | 35 | 51
4580 | 35 | 51
4581 | 35 | 51
4582 | 35 | 51
4583 | 35 | 51
4584 | 35 | 51
4585 | 35 | 51
4586 | 35 | 51
4587 | 35 | 51
4588 | 35 | 52
4589 | 35 | 52
4590 | 35 | 52
4591 | 35 | 52
4592 | 35 | 52
4593 | 35 | 52
4594 | 35 | 52
4595 | 35 | 52
4596 | 35 | 52
4597 | 35 | 52
4598 | 35 | 52
4599 | 35 | 52
4600 | 35 | 52
4601 | 35 | 52
4602 | 35 | 52
4603 | 35 | 52
4604 | 35 | 52
4605 | 35 | 52
4606 | 35 | 52
4607 | 35 | 52
4608 | 35 | 52
4609 | 35 | 52
4610 | 35 | 52
4611 | 35 | 52
4612 | 35 | 52
4613 | 35 | 52
4614 | 35 | 52
4615 | 35 | 52
4616 | 35 | 52
4617 | 35 | 52
4618 | 35 | 52
4619 | 35 | 52
4620 | 35 | 52
4621 | 35 | 52
4622 | 35 | 52
4623 | 35 | 52
4624 | 35 | 52
4625 | 35 | 52
4626 | 35 | 52
4627 | 35 | 52
4628 | 35 | 52
4629 | 35 | 52
4630 | 35 | 52
4631 | 35 | 52
4632 | 35 | 52
4633 | 35 | 52
4634 | 35 | 52
4635 | 35 | 53
4636 | 35 | 53
4637 | 35 | 53
4638 | 35 | 53
4639 | 35 | 53
4640 | 35 | 53
4641 | 35 | 53
4642 | 35 | 53
4643 | 35 | 53
4644 | 35 | 53
4645 | 35 | 53
4646 | 35 | 53
4647 | 35 | 53
4648 | 35 | 53
4649 | 35 | 53
4650 | 35 | 53
4651 | 35 | 53
4652 | 35 | 53
4653 | 35 | 53
4654 | 35 | 53
4655 | 35 | 53
4656 | 35 | 53
4657 | 35 | 53
4658 | 35 | 53
4659 | 35 | 53
4660 | 35 | 53
4661 | 35 | 53
4662 | 35 | 53
4663 | 35 | 53
4664 | 35 | 53
4665 | 35 | 53
4666 | 35 | 53
4667 | 35 | 53
4668 | 35 | 53
4669 | 35 | 53
4670 | 35 | 53
4671 | 35 | 53
4672 | 35 | 53
4673 | 35 | 53
4674 | 35 | 53
4675 | 35 | 53
4676 | 35 | 53
4677 | 35 | 53
4678 | 35 | 53
4679 | 35 | 53
4680 | 35 | 53
4681 | 35 | 53
4682 | 35 | 53
4683 | 35 | 53
4684 | 35 | 53
4685 | 35 | 53
4686 | 35 | 53
4687 | 35 | 53
4688 | 35 | 53
4689 | 35 | 53
4690 | 35 | 53
4691 | 35 | 53
4692 | 35 | 55
4693 | 35 | 55
4694 | 35 | 55
4695 | 35 | 55
4696 | 35 | 55
4697 | 35 | 55
4698 | 35 | 55
4699 | 35 | 55
4700 | 35 | 55
4701 | 35 | 55
4702 | 35 | 55
4703 | 35 | 55
4704 | 35 | 55
4705 | 35 | 55
4706 | 35 | 55
4707 | 35 | 55
4708 | 35 | 55
4709 | 35 | 55
4710 | 35 | 55
4711 | 35 | 55
4712 | 35 | 55
4713 | 35 | 55
4714 | 35 | 55
4715 | 35 | 55
4716 | 35 | 55
4717 | 35 | 55
4718 | 35 | 55
4719 | 35 | 55
4720 | 35 | 55
4721 | 35 | 55
4722 | 35 | 55
4723 | 35 | 55
4724 | 35 | 55
4725 | 35 | 55
4726 | 35 | 55
4727 | 35 | 55
4728 | 35 | 55
4729 | 35 | 55
4730 | 35 | 55
4731 | 35 | 55
4732 | 35 | 55
4733 | 35 | 55
4734 | 35 | 55
4735 | 35 | 55
4736 | 35 | 55
4737 | 35 | 55
4738 | 35 | 55
4739 | 35 | 55
4740 | 35 | 55
4741 | 35 | 55
4742 | 35 | 55
4743 | 35 | 55
4744 | 35 | 55
4745 | 35 | 55
4746 | 35 | 55
4747 | 35 | 58
4748 | 35 | 58
4749 | 35 | 58
4750 | 35 | 58
4751 | 35 | 58
4752 | 35 | 58
4753 | 35 | 58
4754 | 35 | 59
4755 | 35 | 59
4756 | 35 | 59
4757 | 35 | 59
4758 | 35 | 59
4759 | 35 | 59
4760 | 35 | 59
4761 | 35 | 59
4762 | 35 | 59
4763 | 35 | 59
4764 | 36 | 59
4765 | 36 | 59
4766 | 36 | 59
4767 | 36 | 60
4768 | 36 | 60
4769 | 36 | 60
4770 | 36 | 60
4771 | 36 | 60
4772 | 36 | 60
4773 | 36 | 60
4774 | 36 | 60
4775 | 36 | 60
4776 | 36 | 60
4777 | 36 | 60
4778 | 36 | 60
4779 | 36 | 60
4780 | 36 | 60
4781 | 36 | 60
4782 | 36 | 60
4783 | 36 | 60
4784 | 36 | 60
4785 | 37 | 60
4786 | 37 | 60
4787 | 37 | 60
4788 | 37 | 60
4789 | 37 | 60
4790 | 37 | 60
4791 | 37 | 60
4792 | 37 | 60
4793 | 37 | 60
4794 | 37 | 60
4795 | 37 | 60
4796 | 37 | 60
4797 | 37 | 60
4798 | 37 | 60
4799 | 37 | 60
4800 | 37 | 60
4801 | 37 | 60
4802 | 37 | 60
4803 | 37 | 60
4804 | 37 | 60
4805 | 37 | 60
4806 | 37 | 60
4807 | 37 | 60
4808 | 37 | 60
4809 | 37 | 60
4810 | 37 | 60
4811 | 37 | 60
4812 | 37 | 60
4813 | 37 | 60
4814 | 37 | 60
4815 | 37 | 60
4816 | 37 | 60
4817 | 37 | 60
4818 | 37 | 60
4819 | 37 | 60
4820 | 37 | 60
4821 | 37 | 60
4822 | 37 | 60
4823 | 37 | 60
4824 | 37 | 60
4825 | 37 | 60
4826 | 37 | 60
4827 | 37 | 60
4828 | 37 | 60
4829 | 37 | 60
4830 | 37 | 60
4831 | 37 | 60
4832 | 37 | 60
4833 | 37 | 60
4834 | 37 | 60
4835 | 37 | 60
4836 | 37 | 60
4837 | 37 | 60
4838 | 37 | 60
4839 | 37 | 60
4840 | 37 | 60
4841 | 37 | 60
4842 | 37 | 60
4843 | 37 | 60
4844 | 37 | 60
4845 | 37 | 60
4846 | 37 | 60
4847 | 37 | 60
4848 | 37 | 60
4849 | 37 | 60
4850 | 37 | 60
4851 | 37 | 60
4852 | 37 | 60
4853 | 37 | 60
4854 | 37 | 60
4855 | 37 | 60
4856 | 37 | 60
4857 | 37 | 60
4858 | 37 | 60
4859 | 37 | 60
4860 | 37 | 60
4861 | 37 | 60
4862 | 37 | 60
4863 | 37 | 60
4864 | 37 | 60
4865 | 37 | 60
4866 | 37 | 60
4867 | 37 | 60
4868 | 37 | 60
4869 | 37 | 60
4870 | 37 | 60
4871 | 37 | 60
4872 | 37 | 60
4873 | 37 | 60
4874 | 37 | 60
4875 | 37 | 60
4876 | 37 | 60
4877 | 37 | 60
4878 | 37 | 60
4879 | 37 | 60
4880 | 37 | 60
4881 | 37 | 60
4882 | 37 | 60
4883 | 37 | 60
4884 | 37 | 60
4885 | 37 | 60
4886 | 37 | 60
4887 | 37 | 60
4888 | 37 | 60
4889 | 37 | 60
4890 | 37 | 60
4891 | 37 | 60
4892 | 37 | 60
4893 | 37 | 60
4894 | 37 | 60
4895 | 37 | 60
4896 | 37 | 60
4897 | 37 | 60
4898 | 37 | 60
4899 | 37 | 60
4900 | 37 | 60
4901 | 37 | 60
4902 | 37 | 60
4903 | 37 | 60
4904 | 37 | 60
4905 | 37 | 60
4906 | 37 | 60
4907 | 37 | 60
4908 | 37 | 60
4909 | 37 | 60
4910 | 37 | 60
4911 | 37 | 60
4912 | 37 | 60
4913 | 37 | 60
4914 | 37 | 60
4915 | 37 | 60
4916 | 37 | 60
4917 | 37 | 60
4918 | 37 | 60
4919 | 37 | 60
4920 | 37 | 60
4921 | 37 | 60
4922 | 37 | 60
4923 | 37 | 60
4924 | 37 | 60
4925 | 37 | 60
4926 | 37 | 60
4927 | 37 | 60
4928 | 37 | 60
4929 | 37 | 60
4930 | 37 | 60
4931 | 37 | 61
4932 | 37 | 61
4933 | 37 | 61
4934 | 37 | 61
4935 | 37 | 61
4936 | 37 | 61
4937 | 37 | 61
4938 | 37 | 63
4939 | 37 | 63
4940 | 37 | 63
4941 | 37 | 63
4942 | 37 | 63
4943 | 37 | 63
4944 | 37 | 63
4945 | 37 | 63
4946 | 37 | 63
4947 | 37 | 63
4948 | 37 | 63
4949 | 37 | 63
4950 | 37 | 63
4951 | 37 | 63
4952 | 37 | 63
4953 | 37 | 63
4954 | 37 | 63
4955 | 37 | 63
4956 | 37 | 63
4957 | 37 | 63
4958 | 37 | 63
4959 | 37 | 63
4960 | 37 | 63
4961 | 37 | 63
4962 | 37 | 63
4963 | 37 | 63
4964 | 37 | 63
4965 | 37 | 63
4966 | 37 | 63
4967 | 37 | 63
4968 | 37 | 63
4969 | 37 | 63
4970 | 37 | 63
4971 | 37 | 63
4972 | 37 | 63
4973 | 37 | 63
4974 | 37 | 63
4975 | 37 | 63
4976 | 37 | 63
4977 | 37 | 63
4978 | 37 | 63
4979 | 37 | 63
4980 | 37 | 63
4981 | 37 | 63
4982 | 37 | 63
4983 | 37 | 63
4984 | 37 | 63
4985 | 37 | 63
4986 | 37 | 63
4987 | 37 | 63
4988 | 37 | 63
4989 | 37 | 63
4990 | 37 | 63
4991 | 37 | 63
4992 | 37 | 63
4993 | 37 | 63
4994 | 37 | 63
4995 | 37 | 63
4996 | 37 | 63
4997 | 37 | 63
4998 | 37 | 63
4999 | 37 | 63
5000 | 37 | 63
5001 | 37 | 63
5002 | 37 | 63
5003 | 37 | 63
5004 | 37 | 63
5005 | 37 | 63
5006 | 37 | 64
5007 | 37 | 64
5008 | 37 | 64
5009 | 37 | 64
5010 | 37 | 64
5011 | 37 | 64
5012 | 37 | 64
5013 | 37 | 65
5014 | 37 | 65
5015 | 37 | 65
5016 | 37 | 65
5017 | 37 | 65
5018 | 37 | 65
5019 | 37 | 65
5020 | 37 | 65
5021 | 37 | 65
5022 | 37 | 65
5023 | 37 | 65
5024 | 37 | 65
5025 | 37 | 65
5026 | 37 | 65
5027 | 37 | 65
5028 | 37 | 65
5029 | 37 | 65
5030 | 37 | 65
5031 | 37 | 65
5032 | 37 | 65
5033 | 37 | 65
5034 | 37 | 65
5035 | 37 | 65
5036 | 37 | 65
5037 | 37 | 65
5038 | 37 | 65
5039 | 37 | 65
5040 | 37 | 65
5041 | 37 | 65
5042 | 37 | 65
5043 | 37 | 65
5044 | 37 | 65
5045 | 37 | 65
5046 | 37 | 65
5047 | 37 | 65
5048 | 37 | 65
5049 | 37 | 65
5050 | 37 | 65
5051 | 37 | 65
5052 | 37 | 65
5053 | 37 | 65
5054 | 37 | 65
5055 | 37 | 65
5056 | 37 | 65
5057 | 37 | 65
5058 | 37 | 65
5059 | 37 | 65
5060 | 37 | 65
5061 | 37 | 65
5062 | 37 | 65
5063 | 37 | 65
5064 | 37 | 65
5065 | 37 | 65
5066 | 37 | 65
5067 | 37 | 65
5068 | 37 | 65
5069 | 37 | 65
5070 | 37 | 65
5071 | 37 | 65
5072 | 37 | 65
5073 | 37 | 65
5074 | 37 | 65
5075 | 37 | 65
5076 | 37 | 65
5077 | 37 | 65
5078 | 37 | 66
5079 | 37 | 66
5080 | 37 | 66
5081 | 37 | 66
5082 | 37 | 66
5083 | 37 | 66
5084 | 37 | 68
5085 | 37 | 68
5086 | 37 | 68
5087 | 37 | 68
5088 | 37 | 68
5089 | 37 | 68
5090 | 37 | 68
5091 | 37 | 68
5092 | 37 | 68
5093 | 37 | 68
5094 | 37 | 68
5095 | 38 | 68
5096 | 38 | 68
5097 | 38 | 68
5098 | 38 | 68
5099 | 38 | 68
5100 | 38 | 68
5101 | 38 | 68
5102 | 38 | 68
5103 | 38 | 68
5104 | 38 | 68
5105 | 38 | 68
5106 | 38 | 68
5107 | 38 | 68
5108 | 38 | 68
5109 | 38 | 68
5110 | 38 | 68
5111 | 38 | 68
5112 | 38 | 68
5113 | 38 | 68
5114 | 38 | 68
5115 | 38 | 68
5116 | 38 | 68
5117 | 38 | 68
5118 | 38 | 68
5119 | 38 | 68
5120 | 38 | 68
5121 | 38 | 68
5122 | 38 | 68
5123 | 38 | 68
5124 | 38 | 68
5125 | 38 | 68
5126 | 38 | 68
5127 | 38 | 68
5128 | 38 | 68
5129 | 38 | 68
5130 | 38 | 68
5131 | 38 | 68
5132 | 38 | 68
5133 | 38 | 68
5134 | 38 | 68
5135 | 38 | 68
5136 | 38 | 68
5137 | 38 | 68
5138 | 38 | 68
5139 | 38 | 68
5140 | 38 | 68
5141 | 38 | 68
5142 | 38 | 68
5143 | 38 | 68
5144 | 38 | 68
5145 | 38 | 68
5146 | 38 | 68
5147 | 38 | 68
5148 | 38 | 68
5149 | 38 | 68
5150 | 38 | 68
5151 | 38 | 68
5152 | 38 | 68
5153 | 38 | 68
5154 | 38 | 68
5155 | 38 | 68
5156 | 38 | 68
5157 | 38 | 68
5158 | 38 | 68
5159 | 38 | 68
5160 | 38 | 68
5161 | 38 | 68
5162 | 38 | 68
5163 | 39 | 68
5164 | 39 | 68
5165 | 39 | 68
5166 | 39 | 68
5167 | 39 | 68
5168 | 39 | 68
5169 | 39 | 68
5170 | 39 | 68
5171 | 39 | 68
5172 | 39 | 68
5173 | 39 | 68
5174 | 39 | 68
5175 | 39 | 68
5176 | 39 | 69
5177 | 39 | 69
5178 | 39 | 69
5179 | 39 | 69
5180 | 39 | 69
5181 | 39 | 69
5182 | 39 | 69
5183 | 39 | 69
5184 | 39 | 69
5185 | 39 | 69
5186 | 39 | 69
5187 | 39 | 69
5188 | 39 | 69
5189 | 39 | 69
5190 | 39 | 69
5191 | 39 | 69
5192 | 39 | 69
5193 | 39 | 69
5194 | 39 | 69
5195 | 39 | 69
5196 | 39 | 69
5197 | 39 | 69
5198 | 39 | 69
5199 | 39 | 69
5200 | 39 | 69
5201 | 39 | 69
5202 | 39 | 70
5203 | 39 | 70
5204 | 39 | 70
5205 | 39 | 70
5206 | 39 | 70
5207 | 39 | 70
5208 | 39 | 70
5209 | 39 | 70
5210 | 39 | 70
5211 | 39 | 70
5212 | 39 | 70
5213 | 39 | 70
5214 | 39 | 70
5215 | 39 | 70
5216 | 39 | 70
5217 | 39 | 70
5218 | 39 | 70
5219 | 39 | 70
5220 | 39 | 70
5221 | 39 | 70
5222 | 39 | 70
5223 | 39 | 70
5224 | 39 | 70
5225 | 39 | 70
5226 | 39 | 70
5227 | 39 | 74
5228 | 39 | 74
5229 | 39 | 74
5230 | 39 | 74
5231 | 39 | 74
5232 | 39 | 74
5233 | 39 | 74
5234 | 39 | 74
5235 | 39 | 74
5236 | 39 | 74
5237 | 39 | 74
5238 | 39 | 74
5239 | 39 | 74
5240 | 39 | 74
5241 | 39 | 74
5242 | 39 | 74
5243 | 39 | 74
5244 | 39 | 75
5245 | 39 | 75
5246 | 39 | 75
5247 | 39 | 75
5248 | 39 | 75
5249 | 39 | 75
5250 | 39 | 75
5251 | 39 | 75
5252 | 39 | 75
5253 | 39 | 75
5254 | 39 | 75
5255 | 39 | 75
5256 | 39 | 75
5257 | 39 | 75
5258 | 39 | 75
5259 | 39 | 75
5260 | 39 | 75
5261 | 39 | 75
5262 | 39 | 75
5263 | 39 | 75
5264 | 39 | 75
5265 | 39 | 75
5266 | 39 | 75
5267 | 39 | 75
5268 | 39 | 75
5269 | 39 | 75
5270 | 39 | 75
5271 | 39 | 75
5272 | 39 | 75
5273 | 39 | 75
5274 | 39 | 75
5275 | 39 | 75
5276 | 39 | 75
5277 | 39 | 75
5278 | 39 | 75
5279 | 39 | 75
5280 | 39 | 75
5281 | 39 | 75
5282 | 39 | 75
5283 | 39 | 75
5284 | 39 | 75
5285 | 39 | 75
5286 | 39 | 75
5287 | 39 | 75
5288 | 39 | 75
5289 | 39 | 75
5290 | 39 | 75
5291 | 39 | 75
5292 | 39 | 75
5293 | 39 | 75
5294 | 39 | 75
5295 | 39 | 75
5296 | 39 | 75
5297 | 39 | 75
5298 | 39 | 75
5299 | 39 | 75
5300 | 39 | 75
5301 | 39 | 75
5302 | 39 | 75
5303 | 39 | 75
5304 | 39 | 75
5305 | 39 | 75
5306 | 39 | 75
5307 | 39 | 76
5308 | 39 | 76
5309 | 39 | 76
5310 | 39 | 76
5311 | 39 | 76
5312 | 39 | 76
5313 | 39 | 76
5314 | 39 | 76
5315 | 39 | 76
5316 | 39 | 76
5317 | 39 | 76
5318 | 39 | 76
5319 | 39 | 76
5320 | 39 | 76
5321 | 39 | 76
5322 | 39 | 76
5323 | 39 | 76
5324 | 39 | 76
5325 | 39 | 76
5326 | 39 | 76
5327 | 39 | 76
5328 | 39 | 76
5329 | 39 | 76
5330 | 39 | 76
5331 | 39 | 76
5332 | 39 | 76
5333 | 39 | 76
5334 | 39 | 76
5335 | 39 | 76
5336 | 39 | 76
5337 | 39 | 76
5338 | 39 | 76
5339 | 39 | 76
5340 | 39 | 76
5341 | 39 | 76
5342 | 39 | 76
5343 | 39 | 76
5344 | 39 | 76
5345 | 39 | 76
5346 | 39 | 76
5347 | 39 | 76
5348 | 39 | 76
5349 | 39 | 76
5350 | 39 | 76
5351 | 39 | 76
5352 | 39 | 76
5353 | 39 | 76
5354 | 39 | 76
5355 | 39 | 76
5356 | 39 | 76
5357 | 39 | 76
5358 | 39 | 76
5359 | 39 | 76
5360 | 39 | 76
5361 | 39 | 76
5362 | 39 | 76
5363 | 39 | 76
5364 | 39 | 76
5365 | 39 | 76
5366 | 39 | 76
5367 | 39 | 76
5368 | 39 | 76
5369 | 39 | 76
5370 | 39 | 76
5371 | 39 | 76
5372 | 39 | 76
5373 | 39 | 76
5374 | 39 | 76
5375 | 39 | 76
5376 | 39 | 76
5377 | 39 | 76
5378 | 39 | 76
5379 | 39 | 76
5380 | 39 | 76
5381 | 39 | 76
5382 | 39 | 76
5383 | 39 | 76
5384 | 39 | 76
5385 | 39 | 76
5386 | 39 | 76
5387 | 39 | 76
5388 | 39 | 76
5389 | 39 | 76
5390 | 39 | 76
5391 | 39 | 76
5392 | 39 | 76
5393 | 39 | 76
5394 | 39 | 76
5395 | 39 | 76
5396 | 39 | 76
5397 | 39 | 76
5398 | 39 | 76
5399 | 39 | 76
5400 | 39 | 76
5401 | 39 | 76
5402 | 39 | 76
5403 | 39 | 76
5404 | 39 | 76
5405 | 39 | 76
5406 | 39 | 80
5407 | 39 | 80
5408 | 39 | 80
5409 | 39 | 80
5410 | 39 | 80
5411 | 39 | 81
5412 | 39 | 81
5413 | 39 | 81
5414 | 39 | 81
5415 | 39 | 81
5416 | 39 | 81
5417 | 39 | 81
5418 | 39 | 81
5419 | 39 | 81
5420 | 39 | 81
5421 | 39 | 81
5422 | 39 | 81
5423 | 39 | 81
5424 | 39 | 81
5425 | 39 | 81
5426 | 39 | 81
5427 | 39 | 81
5428 | 39 | 81
5429 | 39 | 81
5430 | 39 | 81
5431 | 39 | 81
5432 | 39 | 81
5433 | 39 | 81
5434 | 39 | 81
5435 | 39 | 81
5436 | 39 | 81
5437 | 39 | 81
5438 | 39 | 81
5439 | 39 | 81
5440 | 39 | 81
5441 | 39 | 81
5442 | 39 | 81
5443 | 39 | 81
5444 | 39 | 81
5445 | 39 | 81
5446 | 39 | 82
5447 | 39 | 82
5448 | 39 | 82
5449 | 39 | 82
5450 | 39 | 82
5451 | 39 | 82
5452 | 39 | 82
5453 | 39 | 82
5454 | 39 | 82
5455 | 39 | 82
5456 | 39 | 82
5457 | 39 | 82
5458 | 39 | 82
5459 | 39 | 82
5460 | 39 | 82
5461 | 39 | 82
5462 | 39 | 82
5463 | 39 | 82
5464 | 39 | 82
5465 | 39 | 82
5466 | 39 | 82
5467 | 39 | 82
5468 | 39 | 82
5469 | 39 | 82
5470 | 39 | 82
5471 | 39 | 82
5472 | 39 | 82
5473 | 39 | 82
5474 | 39 | 82
5475 | 39 | 82
5476 | 39 | 82
5477 | 39 | 82
5478 | 39 | 82
5479 | 39 | 82
5480 | 39 | 82
5481 | 39 | 82
5482 | 39 | 82
5483 | 39 | 82
5484 | 39 | 82
5485 | 39 | 82
5486 | 39 | 82
5487 | 39 | 83
5488 | 39 | 83
5489 | 39 | 84
5490 | 39 | 84
5491 | 39 | 84
5492 | 39 | 84
5493 | 39 | 84
5494 | 39 | 84
5495 | 39 | 84
5496 | 39 | 99
5497 | 39 | 99
5498 | 39 | 99
5499 | 39 | 99
5500 | 39 | 99
5501 | 39 | 99
5502 | 39 | 99
5503 | 39 | 99
5504 | 39 | 99
5505 | 39 | 99
5506 | 39 | 99
5507 | 39 | 99
5508 | 39 | 107
5509 | 39 | 107
5510 | 39 | 107
5511 | 39 | 107
5512 | 39 | 107
5513 | 39 | 107
5514 | 39 | 107
5515 | 39 | 107
5516 | 39 | 107
5517 | 39 | 107
5518 | 39 | 107
5519 | 39 | 107
5520 | 39 | 107
5521 | 39 | 107
5522 | 39 | 107
5523 | 39 | 107
5524 | 39 | 107
5525 | 39 | 107
5526 | 39 | 107
5527 | 39 | 107
5528 | 39 | 107
5529 | 39 | 107
5530 | 39 | 107
5531 | 39 | 107
5532 | 39 | 107
5533 | 39 | 107
5534 | 39 | 107
5535 | 39 | 107
5536 | 39 | 107
5537 | 39 | 107
5538 | 39 | 107
5539 | 39 | 107
5540 | 39 | 107
5541 | 39 | 107
5542 | 39 | 107
5543 | 39 | 107
5544 | 39 | 107
5545 | 39 | 107
5546 | 39 | 107
5547 | 39 | 107
5548 | 41 | 107
5549 | 41 | 107
5550 | 41 | 107
5551 | 41 | 107
5552 | 41 | 107
5553 | 41 | 107
5554 | 41 | 107
5555 | 41 | 107
5556 | 41 | 107
5557 | 41 | 107
5558 | 41 | 107
5559 | 41 | 107
5560 | 41 | 107
5561 | 41 | 107
5562 | 41 | 107
5563 | 41 | 107
5564 | 41 | 107
5565 | 41 | 107
5566 | 41 | 107
5567 | 41 | 107
5568 | 41 | 107
5569 | 41 | 107
5570 | 41 | 107
5571 | 42 | 107
5572 | 42 | 107
5573 | 42 | 107
5574 | 42 | 107
5575 | 42 | 107
5576 | 42 | 107
5577 | 42 | 107
5578 | 42 | 107
5579 | 42 | 107
5580 | 42 | 107
5581 | 42 | 107
5582 | 42 | 107
5583 | 42 | 107
5584 | 42 | 107
5585 | 42 | 107
5586 | 42 | 107
5587 | 42 | 107
5588 | 42 | 107
5589 | 42 | 107
5590 | 42 | 107
5591 | 42 | 107
5592 | 42 | 107
5593 | 42 | 107
5594 | 42 | 107
5595 | 42 | 107
5596 | 42 | 107
5597 | 42 | 107
5598 | 42 | 107
5599 | 42 | 107
5600 | 42 | 107
5601 | 42 | 107
5602 | 42 | 107
5603 | 42 | 107
5604 | 42 | 107
5605 | 42 | 107
5606 | 42 | 107
5607 | 42 | 107
5608 | 42 | 107
5609 | 42 | 107
5610 | 42 | 107
5611 | 42 | 107
5612 | 42 | 107
5613 | 42 | 107
5614 | 42 | 107
5615 | 42 | 107
5616 | 42 | 107
5617 | 42 | 107
5618 | 42 | 107
5619 | 42 | 107
5620 | 42 | 107
5621 | 42 | 107
5622 | 42 | 107
5623 | 42 | 107
5624 | 42 | 107
5625 | 42 | 107
5626 | 42 | 107
5627 | 42 | 107
5628 | 42 | 107
5629 | 42 | 107
5630 | 42 | 107
5631 | 42 | 107
5632 | 42 | 107
5633 | 42 | 107
5634 | 42 | 107
5635 | 42 | 107
5636 | 42 | 107
5637 | 42 | 118
5638 | 42 | 118
5639 | 42 | 118
5640 | 42 | 118
5641 | 42 | 118
5642 | 42 | 118
5643 | 42 | 119
5644 | 42 | 119
5645 | 42 | 119
5646 | 42 | 119
5647 | 42 | 119
5648 | 42 | 119
5649 | 42 | 119
5650 | 42 | 119
5651 | 42 | 119
5652 | 42 | 119
5653 | 42 | 119
5654 | 44 | 119
5655 | 44 | 119
5656 | 44 | 119
5657 | 45 | 119
5658 | 45 | 119
5659 | 45 | 119
5660 | 45 | 119
5661 | 45 | 119
5662 | 45 | 119
5663 | 47 | 119
5664 | 47 | 119
5665 | 47 | 119
5666 | 47 | 123
5667 | 47 | 123
5668 | 47 | 123
5669 | 47 | 123
5670 | 47 | 123
5671 | 47 | 123
5672 | 47 | 123
5673 | 47 | 123
5674 | 47 | 123
5675 | 47 | 123
5676 | 47 | 123
5677 | 47 | 123
5678 | 47 | 123
5679 | 47 | 123
5680 | 47 | 123
5681 | 47 | 123
5682 | 47 | 123
5683 | 47 | 123
5684 | 47 | 123
5685 | 47 | 123
5686 | 47 | 123
5687 | 47 | 123
5688 | 47 | 123
5689 | 47 | 123
5690 | 47 | 123
5691 | 47 | 123
5692 | 47 | 123
5693 | 48 | 123
5694 | 48 | 123
5695 | 48 | 123
5696 | 48 | 123
5697 | 48 | 123
5698 | 48 | 123
5699 | 48 | 123
5700 | 48 | 123
5701 | 48 | 123
5702 | 48 | 123
5703 | 48 | 123
5704 | 48 | 123
5705 | 49 | 123
5706 | 49 | 123
5707 | 49 | 123
5708 | 49 | 123
5709 | 49 | 123
5710 | 49 | 123
5711 | 49 | 123
5712 | 49 | 123
5713 | 49 | 123
5714 | 49 | 123
5715 | 49 | 123
5716 | 49 | 123
5717 | 49 | 123
5718 | 49 | 123
5719 | 49 | 123
5720 | 49 | 123
5721 | 49 | 123
5722 | 49 | 123
5723 | 49 | 123
5724 | 49 | 123
5725 | 49 | 123
5726 | 49 | 123
5727 | 49 | 123
5728 | 49 | 123
5729 | 49 | 123
5730 | 49 | 125
5731 | 49 | 125
5732 | 49 | 125
5733 | 49 | 125
5734 | 49 | 125
5735 | 49 | 125
5736 | 49 | 125
5737 | 49 | 125
5738 | 49 | 125
5739 | 49 | 125
5740 | 49 | 125
5741 | 50 | 125
5742 | 50 | 125
5743 | 50 | 125
5744 | 50 | 125
5745 | 50 | 125
5746 | 50 | 146
5747 | 50 | 146
5748 | 50 | 146
5749 | 50 | 146
5750 | 50 | 146
5751 | 50 | 146
5752 | 50 | 146
5753 | 50 | 146
5754 | 50 | 146
5755 | 50 | 146
5756 | 50 | 146
5757 | 50 | 146
5758 | 50 | 146
5759 | 50 | 146
5760 | 50 | 146
5761 | 50 | 146
5762 | 50 | 146
5763 | 50 | 175
5764 | 50 | 175
5765 | 50 | 175
5766 | 50 | 175
5767 | 50 | 175
5768 | 50 | 175
5769 | 50 | 175
5770 | 50 | 175
5771 | 50 | 175
5772 | 50 | 175
5773 | 50 | 175
5774 | 50 | 175
5775 | 50 | 175
5776 | 50 | 175
5777 | 50 | 175
5778 | 50 | 175
5779 | 50 | 175
5780 | 50 | 175
5781 | 50 | 175
5782 | 50 | 175
5783 | 50 | 175
5784 | 50 | 175
5785 | 50 | 175
5786 | 50 | 175
5787 | 50 | 175
5788 | 50 | 175
5789 | 50 | 175
5790 | 50 | 175
5791 | 50 | 175
5792 | 50 | 175
5793 | 50 | 175
5794 | 50 | 175
5795 | 50 | 175
5796 | 50 | 175
5797 | 50 | 175
5798 | 50 | 175
5799 | 50 | 175
5800 | 50 | 175
5801 | 50 | 175
5802 | 50 | 175
5803 | 50 | 175
5804 | 50 | 175
5805 | 50 | 175
5806 | 50 | 175
5807 | 50 | 175
5808 | 50 | 175
5809 | 50 | 175
5810 | 50 | 175
5811 | 50 | 175
5812 | 50 | 175
5813 | 50 | 175
5814 | 50 | 175
5815 | 50 | 175
5816 | 50 | 175
5817 | 50 | 175
5818 | 50 | 175
5819 | 50 | 175
5820 | 50 | 175
5821 | 56 | 175
5822 | 56 | 175
5823 | 56 | 175
5824 | 56 | 175
5825 | 56 | 175
5826 | 56 | 175
5827 | 56 | 175
5828 | 56 | 175
5829 | 56 | 175
5830 | 56 | 175
5831 | 56 | 175
5832 | 65 | 175
5833 | 65 | 175
5834 | 65 | 200
5835 | 65 | 200
5836 | 66 | 200
5837 | 66 | 200
5838 | 66 | 200
5839 | 66 | 200
5840 | 66 | 200
5841 | 66 | 200
5842 | 66 | 200
5843 | 66 | 200
5844 | 66 | 200
5845 | 66 | 200
5846 | 66 | 200
5847 | 66 | 200
5848 | 66 | 200
5849 | 66 | 200
5850 | 66 | 200
5851 | 66 | 275
5852 | 66 | 275
5853 | 66 | 275
5854 | 66 | 275
5855 | 66 | 275
5856 | 66 | 275
5857 | 66 | 275
5858 | 66 | 275
5859 | 66 | 275
5860 | 66 | 275
5861 | 66 | 275
5862 | 66 | 275
5863 | 66 | 275
5864 | 67 | 275
5865 | 67 | 275
5866 | 67 | 275
5867 | 67 | 275
5868 | 67 | 275
5869 | 67 | 275
5870 | 67 | 275
5871 | 67 | 275
5872 | 67 | 275
5873 | 67 | 275
5874 | 67 | 275
5875 | 67 | 275
5876 | 67 | 275
5877 | 67 | 275
5878 | 67 | 275
5879 | 67 | 275
5880 | 67 | 275
5881 | 67 | 275
5882 | 67 | 275
5883 | 67 | 275
5884 | 67 | 275
5885 | 67 | 275
5886 | 67 | 275
5887 | 67 | 275
5888 | 67 | 275
5889 | 67 | 275
5890 | 67 | 275
5891 | 67 | 275
5892 | 67 | 275
5893 | 67 | 275
5894 | 67 | 275
5895 | 67 | 275
5896 | 67 | 275
5897 | 67 | 275
5898 | 67 | 275
5899 | 67 | 275
5900 | 67 | 275
5901 | 67 | 275
5902 | 67 | 275
5903 | 67 | 275
5904 | 67 | 275
5905 | 67 | 275
5906 | 67 | 275
5907 | 67 | 275
5908 | 67 | 275
5909 | 67 | 275
5910 | 67 | 275
5911 | 67 | 275
5912 | 68 | 275
5913 | 68 | 275
5914 | 68 | 275
5915 | 68 | 275
5916 | 68 | 275
5917 | 72 | 275
5918 | 97 | 275
5919 | 97 | 275
5920 | 97 | 275
5921 | 97 | 275
5922 | 97 | 275
5923 | 97 | 275
5924 | 97 | 275
5925 | 97 | 275
5926 | 97 | 275
5927 | 97 | 275
5928 | 97 | 275
5929 | 97 | 275
5930 | 97 | 275
5931 | 97 | 275
5932 | 97 | 275
5933 | 97 | 275
5934 | 97 | 275
5935 | 97 | 275
5936 | 97 | 275
5937 | 97 | 275
5938 | 97 | 275
5939 | 97 | 275
5940 | 97 | 275
5941 | 97 | 275
5942 | 97 | 275
5943 | 97 | 275
5944 | 97 | 275
5945 | 97 | 280
5946 | 97 | 280
5947 | 97 | 280
5948 | 97 | 280
5949 | 97 | 280
5950 | 97 | 280
5951 | 97 | 280
5952 | 97 | 280
5953 | 97 | 295
5954 | 97 | 295
5955 | 97 | 295
5956 | 97 | 295
5957 | 97 | 295
5958 | 97 | 295
5959 | 97 | 295
5960 | 97 | 295
5961 | 97 | 295
5962 | 97 | 295
5963 | 97 | 295
5964 | 97 | 295
5965 | 97 | 295
5966 | 97 | 295
5967 | 97 | 295
5968 | 97 | 295
5969 | 97 | 295
5970 | 97 | 295
5971 | 97 | 295
5972 | 97 | 295
5973 | 97 | 300
5974 | 97 | 300
5975 | 98 | 300
5976 | 98 | 300
5977 | 98 | 300
5978 | 98 | 300
5979 | 98 | 300
5980 | 98 | 300
5981 | 98 | 300
5982 | 98 | 300
5983 | 98 | 300
5984 | 98 | 300
5985 | 98 | 300
5986 | 98 | 300
5987 | 98 | 300
5988 | 98 | 300
5989 | 98 | 300
5990 | 98 | 300
5991 | 98 | 300
5992 | 98 | 470
5993 | 98 | 1000
5994 | 98 | 1000
5995 | 98 | 1000
5996 | 98 | 1000
5997 | 109 | 1000
5998 | 109 | 1000
5999 | 109 | 1350
6000 | 109 | 1350
6001 | 109 | 1350
6002 | 109 | 1350
6003 | 109 | 1350
6004 | 109 | 1350
6005 | 109 | 1350
6006 | 109 | 1350
6007 | 109 | 1350
6008 | 109 | 1350
6009 | 109 | 1350
6010 | 109 | 1350
6011 | 109 | 1350
6012 | 109 | 1350
6013 | 109 | 1350
6014 | 109 | 1350
6015 | 109 | 1350
6016 | 109 | 1350
6017 | 240 | 1350
6018 | 275 | 1350
6019 | 275 | 1350
6020 | 275 | 1350
6021 | 275 | 1350
6022 | 275 | 1350
6023 | 275 | 1350
6024 | 275 | 1350
6025 | 275 | 1350
6026 | 275 | 1350
6027 | 275 | 1350
6028 | 275 | 1350
6029 | 275 | 1350
6030 | 275 | 1350
6031 | 275 | 1350
6032 | 275 | 1350
6033 | 275 | 1350
6034 | 280 | 1350
6035 | 280 | 1350
6036 | 280 | 1350
6037 | 280 | 1350
6038 | 280 | 1350
6039 | 280 | 1350
6040 | 280 | 1350
6041 | 280 | 1350
6042 | 280 | 1350
6043 | 280 | 1350
6044 | 280 | 1350
6045 | 280 | 1350
6046 | 280 | 1350
6047 | 280 | 1350
6048 | 280 | 1350
6049 | 280 | 1350
6050 | 280 | 1350
6051 | 280 | 1350
6052 | 280 | 1350
6053 | 280 | 1350
6054 | 280 | 1350
6055 | 280 | 14250
6056 | 280 | 14250
6057 | 280 | 14250
6058 | 280 | 14250
6059 | 280 | 14250
6060 | 280 | 14250
6061 | 280 | 14250
6062 | 280 | 14250
6063 | 280 | 14250
6064 | 280 | 14250
6065 | 280 | 14250
6066 | 280 | 14250
6067 | 280 | 14250
6068 | 280 | 14250
6069 | 280 | 14250
6070 | 280 | 14250
6071 | 280 | 14250
6072 | 280 | 14250
6073 | 280 | 14250
6074 | 280 | 14250
6075 | 280 | 14250
6076 | 280 | 14250
6077 | 280 | 14250
6078 | 280 | 14250
6079 | 285 | 14250
6080 | 295 | 14250
6081 | 295 | 14250
6082 | 295 | 14250
6083 | 295 | 14250
6084 | 295 | 14250
6085 | 295 | 14250
6086 | 295 | 14250
6087 | 295 | 14250
6088 | 295 | 14250
6089 | 295 | 14250
6090 | 295 | 14250
6091 | 295 | 14250
6092 | 295 | 14250
6093 | 295 | 14250
6094 | 295 | 14250
6095 | 295 | 14250
6096 | 295 | 14250
6097 | 295 | 14250
6098 | 295 | 14250
6099 | 295 | 14250
6100 | 295 | 14250
6101 | 300 | 14250
6102 | 300 | 14250
6103 | 300 | 14250
6104 | 300 | 14250
6105 | 300 | 14250
6106 | 300 | 14250
6107 | 300 | 14250
6108 | 300 | 14250
6109 | 300 | 14250
6110 | 300 | 14250
6111 | 300 | 14250
6112 | 300 | 14250
6113 | 300 | 14250
6114 | 300 | 14250
6115 | 300 | 14250
6116 | 300 | 14250
6117 | 300 | 14250
6118 | 300 | 14250
6119 | 300 | 14250
6120 | 300 | 14250
6121 | 300 | 14250
6122 | 300 | 14250
6123 | 300 | 14250
6124 | 300 | 14250
6125 | 300 | 14250
6126 | 470 | 14250
6127 | 1350 | 14250
6128 | 1350 | 14250
6129 | 1350 | 14250
6130 | 1350 | 14250
6131 | 1350 | 14250
6132 | 1350 | 14250
6133 | 1350 | 14250
6134 | 1350 | 14250
6135 | 1350 | 14250
6136 | 1350 | 14250
6137 | 1350 | 14250
6138 | 1350 | 14250
6139 | 1350 | 14250
6140 | 1350 | 14250
6141 | 1350 | 14250
6142 | 1350 | 14250
6143 | 1350 | 14250
6144 | 1350 | 14250
6145 | 1350 | 14250
6146 | 1350 | 14250
6147 | 1350 | 14250
6148 | 1350 | 14250
6149 | 1350 | 14250
6150 | 1350 | 14250
6151 | 1350 | 14250
6152 | 1350 | 14250
6153 | 1350 | 14250
6154 | 1350 | 14250
6155 | 1350 | 14250
6156 | 1350 | 14250
6157 | 1350 | 14250
6158 | 1350 | 14250
6159 | 1350 | 14250
6160 | 1350 | 14250
6161 | 1350 | 14250
6162 | 1350 | 14250
6163 | 1350 | 14250
6164 | 1350 | 14250
6165 | 1350 | 14250
6166 | 1350 | 14250
6167 | 1350 | 14250
6168 | 1350 | 14250
6169 | 1350 | 14250
6170 | 1350 | 14250
6171 | 1350 | 14750
6172 | 1350 | 14750
6173 | 1350 | 14750
6174 | 1350 | 14750
6175 | 1350 | 14750
6176 | 1350 | 14750
6177 | 1350 | 14750
6178 | 1350 | 14750
6179 | 1350 | 14750
6180 | 1350 | 14750
6181 | 1350 | 14750
6182 | 1350 | 14750
6183 | 1350 | 14750
6184 | 1350 | 14750
6185 | 1350 | 14750
6186 | 1350 | 14750
6187 | 1350 | 14750
6188 | 1350 | 14750
6189 | 1350 | 14750
6190 | 1350 | 14750
6191 | 1350 | 14750
6192 | 1350 | 14750
6193 | 1350 | 14750
6194 | 1350 | 14750
6195 | 1350 | 14750
6196 | 1350 | 14750
6197 | 1350 | 14750
6198 | 1350 | 14750
6199 | 1350 | 14750
6200 | 1350 | 14750
6201 | 1350 | 14750
6202 | 1350 | 14750
6203 | 1350 | 14750
6204 | 1350 | 14750
6205 | 1350 | 14750
6206 | 1350 | 14750
6207 | 1350 | 14750
6208 | 1350 | 14750
6209 | 1350 | 14750
6210 | 1350 | 14750
6211 | 1350 | 14750
6212 | 1350 | 14750
6213 | 1350 | 14750
6214 | 1350 | 14750
6215 | 1350 | 14750
6216 | 1350 | 14750
6217 | 1350 | 14750
6218 | 1350 | 14750
6219 | 1350 | 14750
6220 | 11000 | 14750
6221 | 11000 | 14750
6222 | 11000 | 14750
6223 | 11000 | 14750
6224 | 11000 | 14750
6225 | 11000 | 14750
6226 | 11000 | 14750
6227 | 11000 | 14750
6228 | 11000 | 14750
6229 | 11000 | 14750
6230 | 11000 | 14750
6231 | 11000 | 14750
6232 | 11000 | 14750
6233 | 11000 | 14750
6234 | 11000 | 14750
6235 | 11000 | 14750
6236 | 11000 | 14750
6237 | 11000 | 14750
6238 | 11000 | 14750
6239 | 12750 | 14750
6240 | 12750 | 14750
6241 | 12750 | 14750
6242 | 12750 | 14750
6243 | 12750 | 14750
6244 | 12750 | 14750
6245 | 12750 | 14750
6246 | 12750 | 14750
6247 | 12750 | 14750
6248 | 12750 | 14750
6249 | 12750 | 14750
6250 | 12750 | 14750
6251 | 12750 | 14750
6252 | 12750 | 14750
6253 | 12750 | 14750
6254 | 12750 | 14750
6255 | 12750 | 14750
6256 | 12750 | 14750
6257 | 12750 | 14750
6258 | 12750 | 14750
6259 | 12750 | 14750
6260 | 12750 | 14750
6261 | 12750 | 14750
6262 | 12750 | 14750
6263 | 12750 | 14750
6264 | 12750 | 14750
6265 | 12750 | 14750
6266 | 12750 | 14750
6267 | 12750 | 14750
6268 | 12750 | 14750
6269 | 12750 | 14750
6270 | 12750 | 14750
6271 | 13250 | 14750
6272 | 13250 | 14750
6273 | 14250 | 14750
6274 | 14250 | 14750
6275 | 14250 | 14750
6276 | 14250 | 14750
6277 | 14250 | 14750
6278 | 14250 | 14750
6279 | 14250 | 14750
6280 | 14250 | 14750
6281 | 14250 | 14750
6282 | 14250 | 14750
6283 | 14250 | 14750
6284 | 14250 | 14750
6285 | 14250 | 14750
6286 | 14250 | 14750
6287 | 14250 | 14750
6288 | 14250 | 14750
6289 | 14250 | 14750
6290 | 14250 | 14750
6291 | 14250 | 14750
6292 | 14250 | 14750
6293 | 14250 | 14750
6294 | 14250 | 14750
6295 | 14250 | 14750
6296 | 14250 | 14750
6297 | 14250 | 14750
6298 | 14250 | 14750
6299 | 14250 | 14750
6300 | 14250 | 14750
6301 | 14250 | 14750
6302 | 14250 | 14750
6303 | 14250 | 14750
6304 | 14250 | 14750
6305 | 14250 | 14750
6306 | 14250 | 14750
6307 | 14250 | 14750
6308 | 14250 | 14750
6309 | 14250 | 14750
6310 | 14250 | 14750
6311 | 14250 | 14750
6312 | 14250 | 14750
6313 | 14250 | 14750
6314 | 14500 | 14750
6315 | 14500 | 14750
6316 | 14500 | 14750
6317 | 14500 | 14750
6318 | 14500 | 14750
6319 | 14500 | 14750
6320 | 14750 | 14750
6321 | 14750 | 14750
6322 | 14750 | 14750
6323 | 15000 | 14750
6324 | 15000 | 14750
6325 | 15000 | 14750
6326 | 15000 | 14750
6327 | 15000 | 14750
6328 | 15000 | 14750
6329 | 15000 | 14750
6330 | 15000 | 14750
6331 | 15000 | 14750
6332 | 15000 | 14750
6333 | 15000 | 14750
6334 | 15000 | 14750
6335 | 15000 | 14750
6336 | 15000 | 14750
6337 | 15000 | 14750
6338 | 15000 | 14750
6339 | 15000 | 14750
6340 | 15000 | 14750
6341 | 15000 | 14750
6342 | 15000 | 14750
6343 | 15000 | 14750
6344 | 15000 | 14750
6345 | 15000 | 14750
6346 | 15000 | 14750
6347 | 15000 | 14750
6348 | 15000 | 14750
6349 | 15000 | 14750
6350 | 15000 | 14750
6351 | 15000 | 14750
6352 | 15000 | 14750
6353 | 15000 | 14750
6354 | 15000 | 14750
6355 | 15000 | 14750
6356 | 15000 | 14750
6357 | 15000 | 14750
6358 | 15000 | 14750
6359 | 15000 | 14750
6360 |  | 14750
6361 |  | 14750
6362 |  | 14750
6363 |  | 14750
6364 |  | 14750
6365 |  | 14750
6366 |  | 14750
6367 |  | 14750
6368 |  | 14750
6369 |  | 14750
6370 |  | 14750
6371 |  | 14750
6372 |  | 14750
6373 |  | 14750
6374 |  | 14750
6375 |  | 14750
6376 |  | 14750
6377 |  | 14750
6378 |  | 14750
6379 |  | 14750
6380 |  | 14750
6381 |  | 14750
6382 |  | 14750
6383 |  | 14750
6384 |  | 14750
6385 |  | 14750
6386 |  | 14750
6387 |  | 14750
6388 |  | 14750
6389 |  | 14750
6390 |  | 14750
6391 |  | 14750
6392 |  | 14750
6393 |  | 14750
6394 |  | 14750
6395 |  | 14750
6396 |  | 15000
6397 |  | 15000
6398 |  | 15000
6399 |  | 15000
6400 |  | 15000
6401 |  | 15000
6402 |  | 15000
6403 |  | 15000
6404 |  | 15000
6405 |  | 15000
6406 |  | 15000
6407 |  | 15000
6408 |  | 15000
6409 |  | 15000
6410 |  | 15000
6411 |  | 15000
6412 |  | 15000
6413 |  | 15000
6414 |  | 15000
6415 |  | 15000
6416 |  | 15000
6417 |  | 15000
6418 |  | 15000
6419 |  | 15000
6420 |  | 15000
6421 |  | 15000
6422 |  | 15000
6423 |  | 15000
6424 |  | 15000
6425 |  | 15000
6426 |  | 15000
6427 |  | 15000
6428 |  | 15000
6429 |  | 15000
6430 |  | 15000
6431 |  | 15000
6432 |  | 15000
6433 |  | 15000
6434 |  | 15000
6435 |  | 15000
6436 |  | 15000
6437 |  | 15000
6438 |  | 15000
6439 |  | 15000
6440 |  | 15000
6441 |  | 15000
6442 |  | 15000
6443 |  | 15000
6444 |  | 15000
6445 |  | 15000
6446 |  | 15000
6447 |  | 15000
6448 |  | 15000
6449 |  | 15000
6450 |  | 15000
6451 |  | 15000
6452 |  | 15000
6453 |  | 15000
6454 |  | 15000
6455 |  | 15000
6456 |  | 15000
6457 |  | 15000
6458 |  | 15000
6459 |  | 15000
6460 |  | 15000
6461 |  | 15000
6462 |  | 15000
6463 |  | 15000
6464 |  | 15000
6465 |  | 15000
6466 |  | 15000
6467 |  | 15000
6468 |  | 15000
6469 |  | 15000
6470 |  | 15000
6471 |  | 15000
6472 |  | 15000
6473 |  | 15000
6474 |  | 15000
6475 |  | 15000
6476 |  | 15000
6477 |  | 15000
6478 |  | 15000
6479 |  | 15000
6480 |  | 15000
6481 |  | 15000
6482 |  | 15000
6483 |  | 15000
6484 |  | 15000
6485 |  | 15000
6486 |  | 15000
6487 |  | 15000
6488 |  | 15000
6489 |  | 15000
6490 |  | 15000
6491 |  | 15000
6492 |  | 15000
6493 |  | 15000
6494 |  | 15000
6495 |  | 15000
6496 |  | 15000
6497 |  | 15000
6498 |  | 15000
6499 |  | 15000
6500 |  | 15000
6501 |  | 15000
6502 |  | 15000
6503 |  | 15000
6504 |  | 15000
6505 |  | 15000
6506 |  | 15000
6507 |  | 15000
6508 |  | 15000
6509 |  | 15000
6510 |  | 15000
6511 |  | 15000
6512 |  | 15000
6513 |  | 15000
6514 |  | 15000
6515 |  | 15000
6516 |  | 15000
6517 |  | 15000
6518 |  | 15000
6519 |  | 15000
6520 |  | 15000
6521 |  | 15000
6522 |  | 15000
6523 |  | 15000
6524 |  | 15000
6525 |  | 15000
6526 |  | 15000
6527 |  | 15000
6528 |  | 15000
6529 |  | 15000
6530 |  | 15000
6531 |  | 15000
6532 |  | 15000
6533 |  | 15000
6534 |  | 15000
6535 |  | 15000
6536 |  | 15000
6537 |  | 15000
6538 |  | 15000
6539 |  | 15000
6540 |  | 15000
6541 |  | 15000
6542 |  | 15000
6543 |  | 15000
6544 |  | 15000
6545 |  | 15000
6546 |  | 15000
6547 |  | 15000
6548 |  | 15000
6549 |  | 15000
6550 |  | 15000
6551 |  | 15000
6552 |  | 15000
6553 |  | 15000
6554 |  | 15000
6555 |  | 15000
6556 |  | 15000
6557 |  | 15000
6558 |  | 15000
6559 |  | 15000
6560 |  | 15000
6561 |  | 15000
6562 |  | 15000
6563 |  | 15000
6564 |  | 15000
6565 |  | 15000
6566 |  | 15000
6567 |  | 15000
6568 |  | 15000
6569 |  | 15000
6570 |  | 15000
6571 |  | 15000
6572 |  | 15000
6573 |  | 15000
6574 |  | 15000
6575 |  | 15000
6576 |  | 15000
6577 |  | 15000
6578 |  | 15000
6579 |  | 15000
6580 |  | 15000
6581 |  | 15000
6582 |  | 15000
6583 |  | 15000
6584 |  | 15000
6585 |  | 15000
6586 |  | 15000
6587 |  | 15000
6588 |  | 15000
6589 |  | 15000
6590 |  | 15000
6591 |  | 15000
6592 |  | 15000
6593 |  | 15000
6594 |  | 15000
6595 |  | 15000
6596 |  | 15000
6597 |  | 15000
6598 |  | 15000
6599 |  | 15000
6600 |  | 15000
6601 |  | 15000
6602 |  | 15000
6603 |  | 15000
6604 |  | 15000
6605 |  | 15000
6606 |  | 15000
6607 |  | 15000
6608 |  | 15000
6609 |  | 15000
6610 |  | 15000
6611 |  | 15000
6612 |  | 15000
6613 |  | 15000
6614 |  | 15000
6615 |  | 15000
6616 |  | 15000
6617 |  | 15000
6618 |  | 15000
6619 |  | 15000
6620 |  | 15000
6621 |  | 15000
6622 |  | 15000
6623 |  | 15000
6624 |  | 15000
6625 |  | 15000
6626 |  | 15000
6627 |  | 15000
6628 |  | 15000
6629 |  | 15000
6630 |  | 15000
6631 |  | 15000
6632 |  | 15000
6633 |  | 15000
6634 |  | 15000
6635 |  | 15000
6636 |  | 15000
6637 |  | 15000
6638 |  | 15000
6639 |  | 15000
6640 |  | 15000
6641 |  | 15000
6642 |  | 15000
6643 |  | 15000
6644 |  | 15000
6645 |  | 15000
6646 |  | 15000
6647 |  | 15000
6648 |  | 15000
6649 |  | 15000
6650 |  | 15000
6651 |  | 15000
6652 |  | 15000
6653 |  | 15000
6654 |  | 15000
6655 |  | 15000
6656 |  | 15000
6657 |  | 15000
6658 |  | 15000
6659 |  | 15000
6660 |  | 15000
6661 |  | 15000
6662 |  | 15000
6663 |  | 15000
6664 |  | 15000
6665 |  | 15000
6666 |  | 15000
6667 |  | 15000
6668 |  | 15000
6669 |  | 15000
6670 |  | 15000
6671 |  | 15000
6672 |  | 15000
6673 |  | 15000
6674 |  | 15000
6675 |  | 15000
6676 |  | 15000
6677 |  | 15000
6678 |  | 15000
6679 |  | 15000
6680 |  | 15000
6681 |  | 15000
6682 |  | 15000
6683 |  | 15000
6684 |  | 15000
6685 |  | 15000
6686 |  | 15000
6687 |  | 15000
6688 |  | 15000
6689 |  | 15000
6690 |  | 15000
6691 |  | 15000
6692 |  | 15000
6693 |  | 15000
6694 |  | 15000
6695 |  | 15000
6696 |  | 15000
6697 |  | 15000
6698 |  | 15000
6699 |  | 15000
6700 |  | 15000
6701 |  | 15000
6702 |  | 15000
6703 |  | 15000
6704 |  | 15000
6705 |  | 15000
6706 |  | 15000
6707 |  | 15000
6708 |  | 15000
6709 |  | 15000
6710 |  | 15000
6711 |  | 15000
6712 |  | 15000
6713 |  | 15000
6714 |  | 15000
6715 |  | 15000
6716 |  | 15000
6717 |  | 15000
6718 |  | 15000
6719 |  | 15000
6720 |  | 15000
6721 |  | 15000
6722 |  | 15000
6723 |  | 15000
6724 |  | 15000
6725 |  | 15000
6726 |  | 15000
6727 |  | 15000
6728 |  | 15000
6729 |  | 15000
6730 |  | 15000
6731 |  | 15000
6732 |  | 15000
6733 |  | 15000
6734 |  | 15000
6735 |  | 15000
6736 |  | 15000
6737 |  | 15000
6738 |  | 15000
6739 |  | 15000
6740 |  | 15000
6741 |  | 15000
6742 |  | 15000
6743 |  | 15000
6744 |  | 15000
6745 |  | 15000
6746 |  | 15000
6747 |  | 15000
6748 |  | 15000
6749 |  | 15000
6750 |  | 15000
6751 |  | 15000
6752 |  | 15000
6753 |  | 15000
6754 |  | 15000
6755 |  | 15000
6756 |  | 15000
6757 |  | 15000
6758 |  | 15000
6759 |  | 15000
6760 |  | 15000
6761 |  | 15000
6762 |  | 15000
6763 |  | 15000
6764 |  | 15000
6765 |  | 15000
6766 |  | 15000
6767 |  | 15000
6768 |  | 15000
6769 |  | 15000
6770 |  | 15000
6771 |  | 15000
6772 |  | 15000
6773 |  | 15000
6774 |  | 15000
6775 |  | 15000
6776 |  | 15000
6777 |  | 15000
6778 |  | 15000
6779 |  | 15000
6780 |  | 15000
6781 |  | 15000

## Figure 36
Quarterly Energy Dynamics - Q4 2021 |  |  |  | Contents
Figures from the report, January 2022
Figure 36 Decline in midday brown coal output more pronounced in Q421
Brown coal average output by time of day – selected quarters
MW
Time ending | Q420 | Q321 | Q421
0:05 | 3771.6805 | 3889.0255 | 3791.3363
0:10 | 3776.956 | 3883.1956 | 3783.4849
0:15 | 3776.807 | 3880.9039 | 3789.6491
0:20 | 3774.1171 | 3869.3314 | 3781.4118
0:25 | 3775.5605 | 3856.8005 | 3772.2069
0:30 | 3774.493 | 3858.4501 | 3767.9
0:35 | 3766.1449 | 3842.8014 | 3757.4856
0:40 | 3770.7285 | 3849.2557 | 3764.8422
0:45 | 3770.2052 | 3841.5314 | 3751.0132
0:50 | 3767.8042 | 3840.1045 | 3741.72
0:55 | 3762.5941 | 3826.0346 | 3734.8012
1:00 | 3754.6882 | 3823.2788 | 3727.7389
1:05 | 3750.0522 | 3811.7399 | 3723.6028
1:10 | 3747.9245 | 3812.5076 | 3724.4262
1:15 | 3747.0003 | 3804.5926 | 3716.0872
1:20 | 3737.8658 | 3794.4425 | 3704.869
1:25 | 3726.9092 | 3777.8469 | 3700.6291
1:30 | 3720.0213 | 3768.7506 | 3690.6115
1:35 | 3712.1709 | 3756.6038 | 3675.3205
1:40 | 3703.4345 | 3763.7524 | 3675.6612
1:45 | 3698.9802 | 3753.5426 | 3664.0873
1:50 | 3686.1679 | 3745.1483 | 3650.3871
1:55 | 3683.1999 | 3732.4414 | 3645.8944
2:00 | 3675.983 | 3718.8263 | 3633.0218
2:05 | 3667.7995 | 3710.2736 | 3628.737
2:10 | 3658.0746 | 3718.2875 | 3627.6717
2:15 | 3652.7652 | 3711.0483 | 3619.3439
2:20 | 3645.8152 | 3704.7359 | 3622.3617
2:25 | 3639.4052 | 3693.7482 | 3611.3389
2:30 | 3637.3335 | 3694.5011 | 3607.4518
2:35 | 3635.1624 | 3682.8585 | 3601.0337
2:40 | 3627.8974 | 3681.8156 | 3590.9659
2:45 | 3621.9048 | 3676.6119 | 3585.1017
2:50 | 3616.876 | 3680.022 | 3585.7354
2:55 | 3615.5178 | 3670.9148 | 3584.1191
3:00 | 3607.5663 | 3661.7405 | 3576.0198
3:05 | 3606.7453 | 3657.0752 | 3576.0945
3:10 | 3604.8532 | 3661.1606 | 3583.0861
3:15 | 3597.9133 | 3656.2702 | 3579.8989
3:20 | 3598.1604 | 3654.339 | 3573.7477
3:25 | 3595.9182 | 3649.4471 | 3567.5295
3:30 | 3595.216 | 3640.8823 | 3563.0797
3:35 | 3595.1969 | 3637.4389 | 3562.0716
3:40 | 3595.9217 | 3635.2541 | 3565.295
3:45 | 3593.4577 | 3635.3419 | 3567.5704
3:50 | 3594.9813 | 3631.0931 | 3576.1595
3:55 | 3596.0706 | 3623.3989 | 3585.3326
4:00 | 3597.9571 | 3618.5214 | 3585.2844
4:05 | 3603.6182 | 3621.443 | 3591.8058
4:10 | 3611.0079 | 3624.6125 | 3594.4008
4:15 | 3621.852 | 3620.5085 | 3594.3728
4:20 | 3626.5448 | 3617.53 | 3604.3707
4:25 | 3632.0553 | 3622.4438 | 3600.9664
4:30 | 3641.7311 | 3620.7345 | 3610.4532
4:35 | 3638.6834 | 3618.7043 | 3613.7729
4:40 | 3642.6695 | 3621.3616 | 3624.0691
4:45 | 3644.0627 | 3618.2387 | 3620.3051
4:50 | 3650.4973 | 3617.7051 | 3626.3243
4:55 | 3651.4447 | 3620.7068 | 3636.0898
5:00 | 3658.2844 | 3622.6861 | 3644.7271
5:05 | 3662.5342 | 3628.4783 | 3656.6815
5:10 | 3680.0743 | 3639.439 | 3670.9975
5:15 | 3682.966 | 3643.9748 | 3678.3634
5:20 | 3692.958 | 3657.2817 | 3684.1902
5:25 | 3696.2502 | 3663.1199 | 3690.6153
5:30 | 3706.5831 | 3675.7508 | 3694.8686
5:35 | 3702.3 | 3686.8938 | 3696.4205
5:40 | 3705.8632 | 3695.6578 | 3701.0951
5:45 | 3702.6199 | 3705.6888 | 3693.9734
5:50 | 3702.4421 | 3711.3705 | 3698.2351
5:55 | 3695.2355 | 3728.0427 | 3693.1106
6:00 | 3700.5315 | 3742.2326 | 3690.9513
6:05 | 3703.3939 | 3753.1528 | 3687.5343
6:10 | 3704.4777 | 3769.1564 | 3689.0077
6:15 | 3707.3511 | 3775.8867 | 3683.767
6:20 | 3716.636 | 3784.0484 | 3677.6261
6:25 | 3717.3085 | 3788.9703 | 3675.5545
6:30 | 3715.1753 | 3793.5752 | 3665.5722
6:35 | 3712.8907 | 3796.2806 | 3670.3283
6:40 | 3716.4857 | 3796.109 | 3670.7554
6:45 | 3714.7331 | 3795.3069 | 3653.9226
6:50 | 3716.66 | 3799.5386 | 3641.3977
6:55 | 3715.7647 | 3798.4906 | 3631.6973
7:00 | 3712.4729 | 3804.0639 | 3607.416
7:05 | 3717.3864 | 3804.3341 | 3602.067
7:10 | 3708.7228 | 3790.0982 | 3576.6208
7:15 | 3707.2328 | 3791.0664 | 3559.0299
7:20 | 3704.9114 | 3785.0396 | 3539.2277
7:25 | 3701.9859 | 3777.3345 | 3517.8616
7:30 | 3702.9044 | 3776.4821 | 3501.2598
7:35 | 3692.06 | 3770.0998 | 3475.813
7:40 | 3694.6912 | 3779.725 | 3471.2191
7:45 | 3683.307 | 3780.7741 | 3458.9681
7:50 | 3673.6376 | 3777.4292 | 3439.6089
7:55 | 3667.4315 | 3778.8841 | 3425.5053
8:00 | 3668.8395 | 3775.8248 | 3415.5085
8:05 | 3661.9701 | 3772.6687 | 3396.9998
8:10 | 3662.2918 | 3765.4854 | 3393.9375
8:15 | 3656.2056 | 3758.5771 | 3377.5804
8:20 | 3656.5531 | 3750.6028 | 3358.9385
8:25 | 3650.0344 | 3755.4274 | 3338.157
8:30 | 3645.0701 | 3745.8596 | 3321.727
8:35 | 3636.2695 | 3731.1961 | 3293.7179
8:40 | 3640.1029 | 3728.9359 | 3279.568
8:45 | 3631.8419 | 3727.2405 | 3250.5916
8:50 | 3626.8812 | 3717.4042 | 3239.5093
8:55 | 3626.4092 | 3706.0838 | 3215.3417
9:00 | 3617.1654 | 3697.1308 | 3209.1524
9:05 | 3608.9935 | 3682.3993 | 3182.2836
9:10 | 3613.5223 | 3681.6427 | 3183.7151
9:15 | 3609.1736 | 3682.2024 | 3173.3877
9:20 | 3604.925 | 3671.9611 | 3169.6826
9:25 | 3597.1401 | 3651.7167 | 3153.2754
9:30 | 3594.903 | 3648.0789 | 3142.7088
9:35 | 3580.0162 | 3632.9177 | 3136.9256
9:40 | 3568.8279 | 3627.6643 | 3116.6914
9:45 | 3557.8486 | 3616.8518 | 3104.3393
9:50 | 3554.7312 | 3606.7624 | 3094.3269
9:55 | 3540.071 | 3600.2174 | 3088.8147
10:00 | 3536.0464 | 3590.539 | 3088.261
10:05 | 3528.1651 | 3571.0808 | 3085.7214
10:10 | 3525.1734 | 3573.6155 | 3081.2438
10:15 | 3523.0016 | 3562.3021 | 3074.2006
10:20 | 3514.4272 | 3556.6967 | 3068.3458
10:25 | 3510.4496 | 3549.6362 | 3063.274
10:30 | 3515.3917 | 3530.2394 | 3050.9447
10:35 | 3506.6054 | 3526.6922 | 3040.0398
10:40 | 3507.4669 | 3523.3347 | 3037.4588
10:45 | 3512.8761 | 3517.594 | 3028.5102
10:50 | 3510.3746 | 3504.1999 | 3023.8594
10:55 | 3510.6439 | 3483.9701 | 3014.392
11:00 | 3506.079 | 3479.8796 | 3011.2389
11:05 | 3505.028 | 3466.2556 | 3009.6955
11:10 | 3505.6673 | 3461.9913 | 3006.1575
11:15 | 3502.2626 | 3447.7431 | 2997.7085
11:20 | 3501.7184 | 3431.8522 | 2998.0482
11:25 | 3499.5018 | 3418.4479 | 2999.3418
11:30 | 3502.0324 | 3410.6075 | 3008.7628
11:35 | 3500.945 | 3405.6024 | 2995.5526
11:40 | 3500.6092 | 3402.3164 | 2995.2557
11:45 | 3490.3304 | 3398.5042 | 2992.2979
11:50 | 3486.8655 | 3393.2267 | 2985.8945
11:55 | 3481.54 | 3388.8651 | 2988.3414
12:00 | 3484.4905 | 3383.0019 | 2994.115
12:05 | 3479.2796 | 3374.7184 | 2991.3969
12:10 | 3478.5923 | 3377.9511 | 2993.5086
12:15 | 3470.9349 | 3380.6265 | 2990.2435
12:20 | 3473.5459 | 3365.7019 | 2991.9749
12:25 | 3475.6444 | 3369.3549 | 2986.9958
12:30 | 3479.3928 | 3373.095 | 2995.112
12:35 | 3464.2809 | 3356.7518 | 2998.8715
12:40 | 3463.8921 | 3363.638 | 2999.1041
12:45 | 3464.0012 | 3354.2555 | 3000.7448
12:50 | 3463.8259 | 3351.0473 | 3002.5178
12:55 | 3468.3032 | 3357.9278 | 2997.7948
13:00 | 3471.272 | 3361.6804 | 2995.8248
13:05 | 3471.6848 | 3365.9542 | 3002.5819
13:10 | 3473.3091 | 3371.5554 | 3005.0533
13:15 | 3466.6468 | 3366.9465 | 2999.2439
13:20 | 3468.5323 | 3370.1814 | 3001.4658
13:25 | 3466.0824 | 3365.2013 | 2998.1028
13:30 | 3472.645 | 3374.5331 | 3008.03
13:35 | 3473.4556 | 3375.034 | 3010.1368
13:40 | 3472.8723 | 3377.6958 | 3009.362
13:45 | 3470.8051 | 3381.9552 | 3001.654
13:50 | 3478.9038 | 3381.6207 | 3012.2135
13:55 | 3472.8879 | 3382.0051 | 3029.3043
14:00 | 3474.9139 | 3393.3244 | 3042.8356
14:05 | 3472.9219 | 3392.5972 | 3043.0419
14:10 | 3468.8734 | 3404.0453 | 3051.7458
14:15 | 3476.3195 | 3411.1797 | 3063.0225
14:20 | 3478.4628 | 3405.9779 | 3069.4272
14:25 | 3488.7603 | 3403.8873 | 3074.1038
14:30 | 3499.144 | 3410.0986 | 3087.6174
14:35 | 3503.38 | 3417.2533 | 3094.3256
14:40 | 3509.7191 | 3421.5829 | 3099.0841
14:45 | 3513.9758 | 3418.0384 | 3104.4123
14:50 | 3519.8821 | 3428.0285 | 3105.004
14:55 | 3527.6949 | 3433.4813 | 3111.4605
15:00 | 3532.5344 | 3441.6393 | 3117.8444
15:05 | 3529.3846 | 3445.5189 | 3116.3935
15:10 | 3534.537 | 3447.994 | 3123.1393
15:15 | 3535.4233 | 3464.5878 | 3140.1479
15:20 | 3542.6204 | 3477.7778 | 3156.5626
15:25 | 3546.1712 | 3501.0843 | 3165.8212
15:30 | 3560.1276 | 3510.0182 | 3185.6225
15:35 | 3556.8024 | 3523.8549 | 3196.8228
15:40 | 3561.6385 | 3539.9105 | 3213.2888
15:45 | 3569.8807 | 3552.6762 | 3225.4365
15:50 | 3584.5539 | 3571.0903 | 3242.7763
15:55 | 3587.1838 | 3592.9094 | 3249.7548
16:00 | 3598.6494 | 3612.338 | 3268.3502
16:05 | 3602.1736 | 3627.9709 | 3281.3883
16:10 | 3603.7511 | 3653.6521 | 3300.2583
16:15 | 3609.0009 | 3671.3177 | 3311.8684
16:20 | 3617.821 | 3702.4957 | 3336.8905
16:25 | 3618.3988 | 3726.7911 | 3365.0695
16:30 | 3637.3219 | 3748.3093 | 3392.7118
16:35 | 3640.5364 | 3773.0384 | 3419.942
16:40 | 3645.6382 | 3785.7682 | 3435.7984
16:45 | 3659.5346 | 3799.2517 | 3472.8425
16:50 | 3668.3294 | 3814.1906 | 3498.9459
16:55 | 3682.9919 | 3831.8058 | 3522.2649
17:00 | 3689.6935 | 3850.4866 | 3544.9806
17:05 | 3689.8736 | 3856.1096 | 3553.3566
17:10 | 3689.7874 | 3866.9034 | 3558.3751
17:15 | 3705.162 | 3878.9527 | 3580.9545
17:20 | 3708.8566 | 3889.0451 | 3598.0664
17:25 | 3721.0107 | 3912.8371 | 3626.483
17:30 | 3732.1073 | 3923.7965 | 3644.3213
17:35 | 3739.9748 | 3927.254 | 3658.9715
17:40 | 3749.0752 | 3931.2638 | 3676.676
17:45 | 3746.574 | 3944.0255 | 3704.9531
17:50 | 3743.6674 | 3951.1828 | 3718.7402
17:55 | 3751.3116 | 3960.2615 | 3738.1767
18:00 | 3757.5507 | 3965.846 | 3763.8164
18:05 | 3759.4913 | 3961.921 | 3770.4676
18:10 | 3759.8928 | 3973.4412 | 3781.2004
18:15 | 3768.7288 | 3972.8085 | 3802.5491
18:20 | 3771.3886 | 3981.9362 | 3809.8878
18:25 | 3776.9841 | 3987.5739 | 3834.3741
18:30 | 3779.656 | 3990.9042 | 3840.4618
18:35 | 3779.8904 | 3990.7791 | 3854.5668
18:40 | 3783.3364 | 3992.2462 | 3860.8494
18:45 | 3778.9772 | 3995.8033 | 3863.2309
18:50 | 3782.6791 | 3988.4305 | 3871.684
18:55 | 3782.4425 | 3998.7753 | 3877.698
19:00 | 3788.8548 | 3999.7985 | 3887.7984
19:05 | 3786.2077 | 3997.395 | 3886.213
19:10 | 3788.862 | 4002.3756 | 3886.9723
19:15 | 3792.9681 | 4006.5535 | 3892.986
19:20 | 3791.905 | 4003.75 | 3894.5916
19:25 | 3790.8387 | 4010.595 | 3896.0103
19:30 | 3791.6853 | 4005.7207 | 3896.202
19:35 | 3787.53 | 4005.8752 | 3896.9093
19:40 | 3793.5585 | 4010.0789 | 3896.7022
19:45 | 3788.8145 | 4010.2927 | 3898.1135
19:50 | 3792.787 | 4010.5391 | 3896.9722
19:55 | 3793.884 | 4011.5815 | 3897.7635
20:00 | 3791.1514 | 4007.1088 | 3890.4186
20:05 | 3792.4444 | 4007.2564 | 3890.5774
20:10 | 3794.2852 | 4013.0463 | 3896.3209
20:15 | 3794.2683 | 4011.4598 | 3886.8936
20:20 | 3794.879 | 4005.3526 | 3883.9066
20:25 | 3793.1594 | 4005.5485 | 3885.5985
20:30 | 3792.9028 | 4004.3225 | 3889.2349
20:35 | 3789.7097 | 4000.09 | 3884.4183
20:40 | 3794.845 | 3998.0611 | 3883.1759
20:45 | 3792.559 | 3997.8771 | 3882.0481
20:50 | 3791.1965 | 3991.9081 | 3874.3976
20:55 | 3788.969 | 3990.4766 | 3863.0929
21:00 | 3790.7504 | 3988.763 | 3864.2906
21:05 | 3788.4274 | 3983.9532 | 3857.799
21:10 | 3787.611 | 3977.9561 | 3853.3634
21:15 | 3783.7509 | 3978.611 | 3851.8016
21:20 | 3784.8625 | 3976.4301 | 3844.5711
21:25 | 3782.1563 | 3972.1887 | 3840.8256
21:30 | 3777.2498 | 3968.5626 | 3838.3664
21:35 | 3775.6393 | 3966.8383 | 3835.1969
21:40 | 3776.1443 | 3967.2417 | 3831.6269
21:45 | 3777.9071 | 3967.0815 | 3823.8208
21:50 | 3774.1271 | 3957.7934 | 3814.5478
21:55 | 3770.7826 | 3958.5306 | 3803.5956
22:00 | 3765.7506 | 3945.2136 | 3804.7983
22:05 | 3758.8968 | 3940.3389 | 3793.8284
22:10 | 3761.8908 | 3943.7123 | 3792.5007
22:15 | 3758.5564 | 3929.6231 | 3780.7283
22:20 | 3753.0621 | 3928.4752 | 3771.5606
22:25 | 3751.9597 | 3923.8321 | 3774.5846
22:30 | 3755.2958 | 3915.7165 | 3776.3763
22:35 | 3747.9081 | 3910.0507 | 3757.0536
22:40 | 3749.2736 | 3905.3059 | 3765.3954
22:45 | 3752.7686 | 3906.2517 | 3764.3732
22:50 | 3751.1167 | 3897.8283 | 3756.3121
22:55 | 3748.7387 | 3898.7546 | 3747.4784
23:00 | 3753.9186 | 3886.4459 | 3751.7249
23:05 | 3746.8672 | 3878.0317 | 3756.4219
23:10 | 3756.9229 | 3895.2611 | 3771.4042
23:15 | 3763.8383 | 3910.2377 | 3796.1411
23:20 | 3761.8699 | 3898.7922 | 3795.2167
23:25 | 3763.4432 | 3909.1384 | 3801.6989
23:30 | 3773.7411 | 3914.1117 | 3808.8129
23:35 | 3774.4218 | 3912.0941 | 3811.973
23:40 | 3770.1641 | 3913.6747 | 3818.3225
23:45 | 3778.4695 | 3914.5436 | 3820.0041
23:50 | 3775.2718 | 3902.8267 | 3808.8335
23:55 | 3777.8186 | 3896.039 | 3805.324
24:00 | 3782.1043 | 3894.4611 | 3807.9624

## Figure 37
Quarterly Energy Dynamics - Q4 2021 | [5 empty] | Contents
Figures from the report, January 2022
Figure 37 GPG declines to its lowest Q4 since 2003
Average Q4 gas generation by state
MW
Year | NSW | QLD | SA | TAS | VIC
2003 | 110.4898 | 73.5746 | 652.904 | 0 | 86.4233
2004 | 113.9927 | 182.5816 | 640.3817 | 0 | 269.3542
2005 | 117.908 | 396.5758 | 575.7952 | 0 | 35.9541
2006 | 116.7067 | 551.3114 | 723.5486 | 4.4057 | 115.8845
2007 | 115.3489 | 653.538 | 907.1488 | 1.1151 | 351.8468
2008 | 194.3524 | 517.5544 | 787.7448 | 0 | 150.5821
2009 | 455.0657 | 965.7685 | 806.1685 | 177.3744 | 182.4157
2010 | 467.1198 | 1383.6092 | 638.4256 | 156.2931 | 57.8691
2011 | 364.2638 | 1289.9188 | 649.6235 | 196.9226 | 122.3443
2012 | 554.5649 | 1169.1298 | 693.5083 | 201.0777 | 256.9135
2013 | 508.8514 | 1217.0886 | 562.2089 | 48.5563 | 126.6929
2014 | 363.7115 | 1802.1446 | 504.909 | 0.41723 | 148.3145
2015 | 442.0584 | 1274.1431 | 545.5012 | 3.2122 | 127.5534
2016 | 255.3593 | 826.537 | 434.2621 | 1.5411 | 41.1483
2017 | 381.9414 | 721.8219 | 904.4937 | 141.9918 | 408.4498
2018 | 119.4285 | 445.7088 | 652.865 | 18.122 | 206.3244
2019 | 291.3208 | 590.0533 | 673.0318 | 16.7068 | 238.6052
2020 | 123.3529 | 604.9828 | 499.1509 | 5.6777 | 84.1903
2021 | 94.847 | 546.2055 | 332.5948 | 0 | 26.837

## Figure 38
Quarterly Energy Dynamics - Q4 2021 |  | Contents
Figures from the report, January 2022
Figure 38 Record low Q4 SA gas generation
Average SA gas-fired generation – Q4s
MW
Year | SA
1998 | 506.9488
1999 | 482.4287
2000 | 570.2587
2001 | 736.7502
2002 | 829.0461
2003 | 652.904
2004 | 640.3817
2005 | 575.7952
2006 | 723.5486
2007 | 907.1488
2008 | 787.7448
2009 | 806.1685
2010 | 638.4256
2011 | 649.6235
2012 | 693.5083
2013 | 562.2089
2014 | 504.909
2015 | 545.5012
2016 | 434.2621
2017 | 904.4937
2018 | 652.865
2019 | 673.0318
2020 | 499.1509
2021 | 332.5948

## Figure 39
Quarterly Energy Dynamics - Q4 2021 |  |  | Contents
Figures from the report, January 2022
Figure 39 Syncons enable lower gas generation
Average SA Q4 2021 gas-fired generation with 2 and 4 synchronous condensers
MW
Time ending | Syncons testing | Syncons commissioned
0:30 | 393.6727 | 340.1389
1:00 | 387.9852 | 326.1297
1:30 | 373.6907 | 306.6525
2:00 | 351.1282 | 282.6856
2:30 | 336.1698 | 268.0928
3:00 | 334.6277 | 265.8056
3:30 | 335.1966 | 258.7589
4:00 | 336.2616 | 255.1622
4:30 | 339.0682 | 257.0003
5:00 | 343.482 | 258.9264
5:30 | 354.2623 | 287.3469
6:00 | 365.0625 | 294.4208
6:30 | 372.3986 | 292.1014
7:00 | 388.0627 | 283.615
7:30 | 375.8666 | 268.2833
8:00 | 361.2502 | 233.8758
8:30 | 344.175 | 192.4583
9:00 | 326.1073 | 166.0469
9:30 | 305.9554 | 144.1567
10:00 | 290.4614 | 138.2267
10:30 | 285.1632 | 132.6572
11:00 | 289.0954 | 132.7136
11:30 | 286.3893 | 142.4028
12:00 | 283.1698 | 147.1481
12:30 | 280.3388 | 153.18
13:00 | 278.5464 | 163.7078
13:30 | 280.125 | 167.5797
14:00 | 283.1343 | 173.0375
14:30 | 287.488 | 187.0417
15:00 | 287.0684 | 209.1528
15:30 | 292.6221 | 225.5231
16:00 | 295.6937 | 244.0281
16:30 | 302.6966 | 282.9122
17:00 | 327.2679 | 325.1894
17:30 | 372.5207 | 364.3753
18:00 | 420.8159 | 402.5003
18:30 | 492.283 | 458.8097
19:00 | 541.982 | 493.0405
19:30 | 534.5065 | 532.8286
20:00 | 515.8296 | 524.8873
20:30 | 491.9091 | 508.9151
21:00 | 465.4093 | 481.2795
21:30 | 435.1124 | 443.1708
22:00 | 409.3 | 409.6981
22:30 | 394.0764 | 382.3014
23:00 | 379.3002 | 355.9543
23:30 | 377.8336 | 357.2524
0:00 | 396.0144 | 362.1838

## Figure 40
Quarterly Energy Dynamics - Q4 2021 | [5 empty] | Contents
Figures from the report, January 2022
Figure 40 Hydro Tasmania leads hydro generation increase
Q4 average hydro generation by state
MW
Year | Quarter | NSW | QLD | TAS | VIC
2012 | Q4 | 435.3499 | 26.9694 | 1023.5278 | 201.5479
2013 | Q4 | 564.7981 | 59.2414 | 1366.547 | 263.4515
2014 | Q4 | 173.9364 | 44.796 | 687.7446 | 213.9451
2015 | Q4 | 235.6355 | 28.1796 | 679.5957 | 292.1726
2016 | Q4 | 654.9939 | 39.5508 | 1086.1381 | 456.8041
2017 | Q4 | 160.6129 | 33.3741 | 906.7723 | 220.3436
2018 | Q4 | 163.8027 | 68.8132 | 1088.8144 | 238.1616
2019 | Q4 | 224.2415 | 53.5172 | 930.6644 | 134.1389
2020 | Q4 | 319.4818 | 70.1049 | 781.3859 | 222.798
2021 | Q4 | 305.5579 | 103.0697 | 1024.1201 | 268.4472

## Figure 41
Quarterly Energy Dynamics - Q4 2021 | [5 empty] | Contents
Figures from the report, January 2022
Figure 41 Hydro Tasmania generation flex
Q4 2021 Tasmania hydro generation, regional prices, and Basslink transfer by time of day
MW [LHS]; $/MWh [RHS]
Month/Year | Time ending | Generation [LHS] | Basslink [LHS] | TAS Price [RHS] | VIC Price [RHS]
October-November | 0:05 | 1211.9672 | 257.6984 | 25.2679 | 43.0897
| 0:10 | 1204.5246 | 251.477 | 21.7621 | 42.0929
| 0:15 | 1200.7377 | 249.6262 | 20.7595 | 38.0179
| 0:20 | 1194.8033 | 243.1934 | 20.1086 | 34.8484
| 0:25 | 1187.3607 | 236.1016 | 18.5329 | 33.973
| 0:30 | 1187.8689 | 238.8148 | 19.1283 | 32.6927
| 0:35 | 1189.6557 | 243.1787 | 19.6869 | 38.1686
| 0:40 | 1184 | 238.0164 | 19.861 | 36.9285
| 0:45 | 1177.1967 | 230.3508 | 18.6931 | 31.9196
| 0:50 | 1169.8525 | 224.441 | 18.0648 | 32.2151
| 0:55 | 1169.3443 | 224.8721 | 18.1998 | 32.7075
| 1:00 | 1165.2951 | 220.3311 | 18.0147 | 31.1521
| 1:05 | 1165.0656 | 219.0967 | 18.6994 | 34.3277
| 1:10 | 1154.1475 | 211.1213 | 18.1824 | 33.9882
| 1:15 | 1149.0492 | 208.0197 | 17.39 | 31.6476
| 1:20 | 1143.7377 | 202.8033 | 16.7287 | 27.9536
| 1:25 | 1140.8852 | 199.3541 | 15.8396 | 27.6377
| 1:30 | 1139.4426 | 196.7328 | 14.9862 | 25.3338
| 1:35 | 1133.8852 | 195.0869 | 15.9519 | 29.0176
| 1:40 | 1123.0328 | 183.6656 | 14.8332 | 27.527
| 1:45 | 1118.7705 | 178.818 | 14.6851 | 25.453
| 1:50 | 1117.6721 | 175.1885 | 14.6271 | 25.4931
| 1:55 | 1113.082 | 169.9361 | 13.9154 | 23.2501
| 2:00 | 1106.8852 | 162.5426 | 14.59 | 22.7267
| 2:05 | 1105.459 | 161.9738 | 14.4688 | 23.5805
| 2:10 | 1094.6393 | 152.6311 | 16.0363 | 23.5406
| 2:15 | 1091.541 | 151.418 | 14.9119 | 23.8474
| 2:20 | 1087.8852 | 146.641 | 15.4532 | 22.7184
| 2:25 | 1085.8361 | 147.3934 | 13.6934 | 21.6461
| 2:30 | 1078.918 | 144.2869 | 13.3938 | 20.6491
| 2:35 | 1075.7213 | 141.2246 | 12.5423 | 19.5684
| 2:40 | 1065.6721 | 132.8459 | 12.6721 | 19.693
| 2:45 | 1061.7377 | 130.3475 | 12.6541 | 19.5091
| 2:50 | 1053.9508 | 124.3639 | 13.6269 | 21.2135
| 2:55 | 1052.8361 | 123.4262 | 12.9324 | 19.1317
| 3:00 | 1045.8852 | 116.4475 | 13.0181 | 19.5971
| 3:05 | 1046.2131 | 116.2885 | 13.9745 | 21.436
| 3:10 | 1056.0656 | 122.7934 | 12.8867 | 20.0562
| 3:15 | 1051.082 | 117.9672 | 12.7291 | 19.3774
| 3:20 | 1046.9344 | 113.8869 | 13.9567 | 20.0503
| 3:25 | 1048.3443 | 113.5656 | 14.3275 | 18.6651
| 3:30 | 1045.541 | 112.8328 | 18.2997 | 18.7925
| 3:35 | 1043.0328 | 107.9721 | 15.534 | 21.0166
| 3:40 | 1046.4754 | 110.018 | 23.9965 | 20.2076
| 3:45 | 1046.541 | 108.4443 | 14.0636 | 21.2171
| 3:50 | 1047.5902 | 105.341 | 15.317 | 22.3996
| 3:55 | 1047.2787 | 102.5066 | 14.2739 | 20.8696
| 4:00 | 1048.3279 | 99.4033 | 15.9574 | 21.675
| 4:05 | 1050.7705 | 99.8213 | 17.8752 | 23.3125
| 4:10 | 1058.3115 | 101.4852 | 16.7646 | 22.9462
| 4:15 | 1064.6066 | 102.8131 | 18.3821 | 25.3565
| 4:20 | 1071.9672 | 106.6197 | 17.9635 | 24.9552
| 4:25 | 1084.1475 | 114.3639 | 20.0168 | 27.9339
| 4:30 | 1091.6393 | 117.6361 | 19.9345 | 30.2341
| 4:35 | 1097.6557 | 118.4492 | 19.083 | 26.8418
| 4:40 | 1113.0656 | 128.4902 | 19.9259 | 27.8408
| 4:45 | 1123.0656 | 133.7049 | 19.2479 | 28.1052
| 4:50 | 1129.1475 | 134.4459 | 21.3214 | 30.7551
| 4:55 | 1139.7869 | 138.1344 | 22.2616 | 34.8924
| 5:00 | 1150.3279 | 138.7131 | 23.3029 | 36.0221
| 5:05 | 1163.1967 | 145.1279 | 29.4085 | 35.4762
| 5:10 | 1190.0492 | 158.3148 | 25.8921 | 42.2141
| 5:15 | 1210.7869 | 167.2852 | 25.8041 | 42.4201
| 5:20 | 1218.1311 | 166.2852 | 26.8491 | 43.6742
| 5:25 | 1232.2459 | 172.5131 | 29.3999 | 46.0787
| 5:30 | 1244.3279 | 177.041 | 29.3227 | 48.3081
| 5:35 | 1251.082 | 176.1279 | 27.2487 | 40.9849
| 5:40 | 1275.3279 | 188.2361 | 27.3878 | 43.6036
| 5:45 | 1292.4918 | 195.2951 | 28.794 | 44.5176
| 5:50 | 1299.623 | 195.841 | 29.3735 | 43.3479
| 5:55 | 1308.8033 | 197.8672 | 31.01 | 44.8621
| 6:00 | 1317.2623 | 197.7279 | 30.2196 | 45.7721
| 6:05 | 1318.5738 | 192.6459 | 32.1652 | 49.0225
| 6:10 | 1322.918 | 189.3197 | 32.0723 | 51.0031
| 6:15 | 1338.082 | 200.8049 | 32.736 | 48.7927
| 6:20 | 1343.0164 | 199.6787 | 33.9423 | 47.1404
| 6:25 | 1351.7049 | 204.8607 | 36.3333 | 49.6425
| 6:30 | 1355.7049 | 202.3541 | 31.029 | 43.2515
| 6:35 | 1352.459 | 192.3984 | 33.6335 | 47.523
| 6:40 | 1349.5082 | 182.7787 | 38.1515 | 54.8458
| 6:45 | 1340.6066 | 171.4754 | 33.0666 | 41.3609
| 6:50 | 1342.0328 | 169.7344 | 31.2224 | 37.8518
| 6:55 | 1332.8361 | 159.5656 | 30.0923 | 34.3085
| 7:00 | 1317.623 | 145.9377 | 28.1172 | 30.2763
| 7:05 | 1305.4918 | 134.4918 | 41.0204 | 24.1409
| 7:10 | 1286.4426 | 113.7262 | 29.3713 | 32.8736
| 7:15 | 1291.2623 | 117.9656 | 26.3663 | 27.1967
| 7:20 | 1276.1475 | 106.623 | 27.0157 | 27.205
| 7:25 | 1260.2459 | 92.5361 | 28.6357 | 23.1636
| 7:30 | 1243.377 | 79.9738 | 25.5816 | 24.8865
| 7:35 | 1235.0328 | 74.882 | 27.7049 | 28.3302
| 7:40 | 1222.7213 | 68.3344 | 26.555 | 27.5519
| 7:45 | 1211.7213 | 61.1639 | 23.0722 | 21.914
| 7:50 | 1202.4098 | 53.2525 | 23.0207 | 22.3171
| 7:55 | 1196.0492 | 49.5443 | 21.5811 | 18.2147
| 8:00 | 1182.5574 | 39.0885 | 21.3301 | 15.1765
| 8:05 | 1171.9836 | 34.1852 | 25.5314 | 25.9797
| 8:10 | 1170.1311 | 38.1311 | 30.9525 | 22.8936
| 8:15 | 1166.5246 | 39.859 | 22.0572 | 19.2144
| 8:20 | 1154.5738 | 30.5984 | 20.5575 | 16.6994
| 8:25 | 1150.3279 | 33.3984 | 18.3039 | 12.2564
| 8:30 | 1127.1475 | 14.0262 | 18.0777 | 10.3983
| 8:35 | 1119.1803 | 11.4656 | 24.2068 | 15.1545
| 8:40 | 1097.7213 | -5.577 | 20.5413 | 10.7131
| 8:45 | 1089.918 | -9.6393 | 27.7784 | 7.0056
| 8:50 | 1072.4918 | -21.5508 | 17.8039 | 6.409
| 8:55 | 1063.8525 | -24.2279 | 16.2648 | -11.9933
| 9:00 | 1058.3115 | -25.777 | 15.5975 | 3.7176
| 9:05 | 1052.1967 | -31.1852 | 19.3288 | 7.9169
| 9:10 | 1031.8852 | -41.2131 | 18.2374 | 6.3947
| 9:15 | 1023.5574 | -41.4049 | 16.1837 | 4.5966
| 9:20 | 1017.4262 | -45.4869 | 15.4446 | 2.8623
| 9:25 | 1005.6721 | -55.0656 | 14.7669 | 0.63462
| 9:30 | 994.2131 | -61.5623 | 13.8934 | -0.66169
| 9:35 | 976.8361 | -75.6967 | 17.611 | -0.68074
| 9:40 | 952.6721 | -94.0492 | 15.7365 | -0.35424
| 9:45 | 944.8525 | -98.482 | 14.122 | -4.0689
| 9:50 | 930.6885 | -108.7869 | 14.3769 | -2.4706
| 9:55 | 933.5574 | -102.5279 | 12.2962 | -4.1205
| 10:00 | 925.541 | -107.1082 | 13.2276 | -3.2636
| 10:05 | 920.2787 | -108.7885 | 14.2347 | -3.3812
| 10:10 | 913.1148 | -111.8541 | 13.6465 | -5.5678
| 10:15 | 908.459 | -113.6049 | 14.3964 | -3.1795
| 10:20 | 913.5574 | -109.5754 | 13.695 | -7.1679
| 10:25 | 905.8033 | -111.4623 | 12.2817 | -6.6857
| 10:30 | 891.7869 | -121.0082 | 11.4429 | -6.925
| 10:35 | 889.7377 | -117.6311 | 12.7054 | -6.6915
| 10:40 | 871.8361 | -131.0115 | 11.7096 | -6.3892
| 10:45 | 867.2623 | -129.8197 | 11.342 | -7.8181
| 10:50 | 863.3934 | -133.0295 | 12.0385 | -23.2693
| 10:55 | 865.1475 | -128.8361 | 20.0386 | -8.6643
| 11:00 | 858.7541 | -134.3557 | 19.058 | -7.7549
| 11:05 | 859.2787 | -131.7361 | 18.2797 | -10.5743
| 11:10 | 857.4426 | -130.1836 | 17.6238 | -11.6714
| 11:15 | 850.459 | -136.1492 | 10.6144 | -8.3552
| 11:20 | 851.459 | -135.5787 | 10.759 | -9.4929
| 11:25 | 844.5246 | -139.4066 | 11.6548 | -8.098
| 11:30 | 844.1148 | -136.3148 | 10.6776 | -9.0323
| 11:35 | 834.4918 | -146.6066 | 10.5989 | -8.7206
| 11:40 | 822.082 | -152.3377 | 10.9655 | -8.2862
| 11:45 | 821.2787 | -149.1951 | 10.2089 | -10.4077
| 11:50 | 815.3443 | -150.9328 | 8.2586 | -9.6406
| 11:55 | 810.2459 | -151.4869 | 8.4338 | -8.9517
| 12:00 | 809.9508 | -154.5574 | 7.9337 | -9.8331
| 12:05 | 807.4262 | -157.4951 | 8.5923 | -24.9659
| 12:10 | 801.7541 | -156.6902 | 9.2278 | -10.7758
| 12:15 | 797.9508 | -157.9049 | 8.1442 | -9.5175
| 12:20 | 794.3443 | -157.9508 | 6.9446 | -10.9888
| 12:25 | 791.2623 | -159.3787 | 7.0481 | -10.7002
| 12:30 | 790.7213 | -157.3885 | 8.3446 | -9.5369
| 12:35 | 788.4918 | -156.9098 | 7.3678 | -9.4984
| 12:40 | 784.7869 | -158.1885 | 6.8739 | -8.2283
| 12:45 | 790.5082 | -152.8049 | 9.1846 | -6.7258
| 12:50 | 794.1475 | -149.9787 | 5.3606 | -9.9664
| 12:55 | 798.3443 | -143.0967 | 13.6768 | -7.716
| 13:00 | 806.377 | -132.9934 | 6.5678 | -8.8222
| 13:05 | 799.6721 | -141.6721 | 5.8133 | -12.4807
| 13:10 | 791.4754 | -153.5689 | 6.3001 | -9.5154
| 13:15 | 799.1311 | -146.3361 | 6.1714 | -10.2518
| 13:20 | 794.1639 | -147.923 | 6.9132 | -11.9262
| 13:25 | 795.5902 | -147.1557 | 5.9118 | -14.5564
| 13:30 | 799.1311 | -144.3016 | 8.0984 | -9.6906
| 13:35 | 802.6557 | -144.3148 | 8.0338 | -12.2727
| 13:40 | 807.541 | -137.7738 | 5.7161 | -9.9415
| 13:45 | 806.082 | -136.2689 | 7.4153 | -7.098
| 13:50 | 812.2459 | -131.9951 | 7.4881 | -5.1011
| 13:55 | 817.082 | -130.2639 | 9.824 | -4.3013
| 14:00 | 818.6066 | -128.123 | 8.8034 | -4.8192
| 14:05 | 822.1475 | -123.6967 | 7.6788 | -6.1014
| 14:10 | 832.2623 | -117.8852 | 7.4716 | -3.561
| 14:15 | 837.1639 | -112.7852 | 5.9962 | -4.5193
| 14:20 | 836.9672 | -113.3918 | 8.9225 | -1.7385
| 14:25 | 844.8197 | -105.8836 | 9.635 | -1.5296
| 14:30 | 850.0492 | -99.6246 | 9.9432 | -2.8707
| 14:35 | 851.3607 | -96.7426 | 6.1896 | -19.4552
| 14:40 | 857.9344 | -96.6852 | 7.1075 | -3.8955
| 14:45 | 870.4426 | -86.5607 | 8.9585 | -3.0726
| 14:50 | 880.8197 | -79.0311 | 10.3644 | 0.28499
| 14:55 | 884.3607 | -78.8984 | 10.5513 | 3.485
| 15:00 | 898.7705 | -65.7951 | 11.4779 | 2.8817
| 15:05 | 897.4098 | -68.1246 | 8.3905 | -0.45816
| 15:10 | 899.377 | -67.1311 | 8.8238 | 0.78003
| 15:15 | 909.6066 | -58.9082 | 8.9471 | 2.8867
| 15:20 | 919.459 | -52.7 | 10.1481 | 5.1952
| 15:25 | 927.0984 | -49.5607 | 11.9647 | 6.2608
| 15:30 | 938.8689 | -42.4098 | 13.8874 | 9.2942
| 15:35 | 960.541 | -27.6934 | 11.0155 | 8.8053
| 15:40 | 970.9836 | -24.0525 | 11.1478 | 8.2453
| 15:45 | 972.4918 | -25.7377 | 11.4498 | 8.8882
| 15:50 | 1000.8852 | -6.8869 | 14.5994 | 12.4516
| 15:55 | 1019.7049 | 1.1148 | 16.3052 | 14.5879
| 16:00 | 1038.5246 | 14.7426 | 18.4834 | 16.6852
| 16:05 | 1063.5574 | 34.3525 | 14.9398 | 9.0404
| 16:10 | 1070.2787 | 35.5164 | 13.3645 | 10.6711
| 16:15 | 1081.7377 | 42.4984 | 15.0628 | 10.8636
| 16:20 | 1092.2951 | 46.0787 | 17.6937 | 16.8006
| 16:25 | 1112.5082 | 59.641 | 19.6766 | 19.725
| 16:30 | 1123.9016 | 62.5836 | 19.7547 | 22.4672
| 16:35 | 1127.7049 | 60.9492 | 19.013 | 24.8242
| 16:40 | 1153.1148 | 76.3705 | 22.659 | 28.5717
| 16:45 | 1188.6557 | 105.1705 | 24.9699 | 32.4688
| 16:50 | 1201.4098 | 111.5721 | 26.3696 | 34.0899
| 16:55 | 1220.3115 | 125.5148 | 28.2827 | 41.2623
| 17:00 | 1241.3607 | 141.5164 | 30.6784 | 48.9827
| 17:05 | 1255.9508 | 150.3525 | 20.8703 | 29.1219
| 17:10 | 1249.5902 | 140.4377 | 21.6708 | 34.2302
| 17:15 | 1264.7705 | 151.5328 | 25.0164 | 43.755
| 17:20 | 1281.1967 | 163.0525 | 26.2356 | 45.3449
| 17:25 | 1304 | 182.1066 | 26.9706 | 53.2948
| 17:30 | 1323.6721 | 197.0852 | 30.7699 | 61.7392
| 17:35 | 1349.9016 | 218.5164 | 30.8388 | 50.8501
| 17:40 | 1374.6557 | 238.9525 | 33.0046 | 52.097
| 17:45 | 1397.1475 | 255.5656 | 33.4992 | 62.3872
| 17:50 | 1413.9836 | 267.1754 | 35.1161 | 64.6039
| 17:55 | 1431.0492 | 279.6984 | 34.4579 | 74.8999
| 18:00 | 1440.541 | 286.6541 | 35.5196 | 71.6814
| 18:05 | 1451.1148 | 295.9902 | 33.4859 | 65.404
| 18:10 | 1454.4098 | 299.2951 | 33.3854 | 72.4161
| 18:15 | 1460.1639 | 304.8033 | 34.3829 | 90.989
| 18:20 | 1471.4262 | 316.0852 | 33.086 | 81.8289
| 18:25 | 1470.377 | 312.3885 | 34.0001 | 92.6968
| 18:30 | 1481.9508 | 323.8689 | 34.3639 | 80.847
| 18:35 | 1487.4098 | 328.1082 | 35.5025 | 87.0107
| 18:40 | 1490.3115 | 332.2459 | 39.2858 | 100.5467
| 18:45 | 1499.9016 | 336.5574 | 37.1932 | 90.7673
| 18:50 | 1502.6721 | 333.5639 | 37.1621 | 93.8991
| 18:55 | 1512.3115 | 342.1377 | 36.0404 | 90.4695
| 19:00 | 1513.2131 | 341.5672 | 35.8042 | 83.5479
| 19:05 | 1514.8197 | 342.7066 | 35.2257 | 85.1326
| 19:10 | 1514.4754 | 341.482 | 34.2523 | 79.5947
| 19:15 | 1516.377 | 340.7574 | 35.0382 | 76.5731
| 19:20 | 1521.541 | 343.3672 | 33.3573 | 68.7805
| 19:25 | 1523.6066 | 344.541 | 33.7777 | 68.7316
| 19:30 | 1522.7213 | 344.6475 | 33.7984 | 62.0764
| 19:35 | 1516.082 | 340.4344 | 35.3286 | 72.1702
| 19:40 | 1517.2951 | 342.8131 | 35.7741 | 72.3692
| 19:45 | 1517.7541 | 344.1574 | 35.4639 | 67.7036
| 19:50 | 1519.3934 | 346.541 | 34.0643 | 67.1849
| 19:55 | 1514.8525 | 344.6672 | 32.502 | 60.9388
| 20:00 | 1512.2787 | 346.5492 | 33.3326 | 56.9478
| 20:05 | 1503.8852 | 341.4607 | 34.4436 | 64.4406
| 20:10 | 1505.9016 | 343.6295 | 32.9989 | 63.5718
| 20:15 | 1503.3115 | 344.959 | 32.2871 | 59.7743
| 20:20 | 1497.918 | 345.3525 | 31.0605 | 54.0947
| 20:25 | 1490.082 | 342.382 | 31.494 | 54.447
| 20:30 | 1487.9344 | 341.877 | 29.7135 | 51.7655
| 20:35 | 1480.4098 | 340.2918 | 39.365 | 57.7988
| 20:40 | 1467.9344 | 334.0393 | 31.6333 | 51.4955
| 20:45 | 1460.6393 | 330.2934 | 30.5227 | 50.4936
| 20:50 | 1453.6393 | 327.6738 | 30.4969 | 48.2611
| 20:55 | 1447.5574 | 328.4557 | 28.7172 | 45.7646
| 21:00 | 1432.1803 | 319.782 | 27.7798 | 43.6091
| 21:05 | 1422.5738 | 315.241 | 29.5383 | 50.3302
| 21:10 | 1413.8197 | 314.9852 | 27.6705 | 50.5015
| 21:15 | 1410.9344 | 316.1344 | 28.2534 | 49.2932
| 21:20 | 1405.6066 | 314.618 | 27.2243 | 46.0116
| 21:25 | 1397.2131 | 311.723 | 25.8694 | 44.2429
| 21:30 | 1382.8689 | 304.0951 | 24.657 | 41.9861
| 21:35 | 1373.9016 | 302.818 | 25.9357 | 47.594
| 21:40 | 1359.5902 | 296.7787 | 23.7034 | 43.7932
| 21:45 | 1352.8197 | 294.0164 | 22.8052 | 39.4652
| 21:50 | 1343.0328 | 288.777 | 21.7153 | 37.3924
| 21:55 | 1329.7213 | 281.9525 | 19.5993 | 37.5799
| 22:00 | 1319.4918 | 278.4426 | 17.4688 | 33.956
| 22:05 | 1306.7705 | 273.4164 | 20.6006 | 47.1958
| 22:10 | 1308.8525 | 278.8328 | 19.3718 | 44.9338
| 22:15 | 1295.0984 | 270.1033 | 20.1107 | 42.61
| 22:20 | 1289.0328 | 265.9623 | 18.1278 | 37.3799
| 22:25 | 1278.6721 | 259.6902 | 20.7082 | 37.0194
| 22:30 | 1272.5902 | 260.9049 | 19.1535 | 34.6694
| 22:35 | 1265.9344 | 259.8574 | 21.8944 | 36.2516
| 22:40 | 1256.0328 | 253.7393 | 21.021 | 36.3452
| 22:45 | 1253.2295 | 257.8918 | 20.8908 | 37.0059
| 22:50 | 1241.7377 | 252.2098 | 19.1697 | 33.0275
| 22:55 | 1234.1967 | 248.7279 | 17.8467 | 31.7296
| 23:00 | 1222.8033 | 241.2115 | 17.5927 | 32.5241
| 23:05 | 1215.0984 | 237.8426 | 20.8375 | 37.9888
| 23:10 | 1216.2295 | 244.6098 | 22.9544 | 44.1396
| 23:15 | 1224.4262 | 255.2 | 24.7896 | 46.6822
| 23:20 | 1225.5574 | 257.0082 | 23.3797 | 43.3916
| 23:25 | 1220.2131 | 253.6672 | 22.8431 | 45.3433
| 23:30 | 1224.6885 | 261.1213 | 24.3119 | 48.7835
| 23:35 | 1230.9344 | 268.4885 | 26.0238 | 57.4741
| 23:40 | 1242.9508 | 278.8016 | 23.2632 | 45.5549
| 23:45 | 1233.8197 | 272.1311 | 20.9555 | 42.1577
| 23:50 | 1229.2295 | 271.1426 | 21.2263 | 39.9346
| 23:55 | 1223.1639 | 268.4 | 19.37 | 37.6683
| 24:00 | 1219.1639 | 268.4148 | 19.688 | 37.3108
December | 0:05 | 994.5161 | 36.7516 | 56.8558 | 61.8693
| 0:10 | 988.0645 | 32.2903 | 54.8139 | 58.302
| 0:15 | 983.3871 | 27.1032 | 55.6872 | 57.7786
| 0:20 | 970.5161 | 18.6871 | 53.7629 | 53.3142
| 0:25 | 962.9032 | 12.7 | 51.9356 | 51.581
| 0:30 | 945.1613 | -3.029 | 50.2041 | 49.1334
| 0:35 | 938.2903 | -8.6968 | 54.5158 | 53.3372
| 0:40 | 920.5806 | -24.971 | 60.6446 | 59.879
| 0:45 | 926.2903 | -20.2 | 52.2035 | 50.1282
| 0:50 | 910.3548 | -29.929 | 50.9243 | 49.1001
| 0:55 | 898.4839 | -39.1226 | 49.6142 | 46.2576
| 1:00 | 895.8065 | -41.0774 | 50.4484 | 43.8538
| 1:05 | 880.9032 | -54.1161 | 52.879 | 48.0596
| 1:10 | 865.6452 | -65.8129 | 51.9041 | 47.4866
| 1:15 | 860.1935 | -71.3258 | 50.0395 | 45.3436
| 1:20 | 856.4839 | -74.0452 | 47.4877 | 42.466
| 1:25 | 846.6774 | -84.6548 | 48.7057 | 41.2549
| 1:30 | 842.9032 | -85.5323 | 46.1174 | 39.7438
| 1:35 | 830.0968 | -95.971 | 50.0192 | 43.0924
| 1:40 | 809.4194 | -110.6871 | 50.1661 | 41.0938
| 1:45 | 801.5806 | -120.4 | 48.2702 | 39.9546
| 1:50 | 798.3548 | -122.8161 | 49.3669 | 39.3022
| 1:55 | 785.6129 | -134.2806 | 49.2901 | 39.5374
| 2:00 | 782.6129 | -137.5548 | 48.736 | 38.6277
| 2:05 | 775.3548 | -144.7097 | 51.1773 | 41.6805
| 2:10 | 760.2581 | -159.8419 | 49.6204 | 39.7811
| 2:15 | 761.4516 | -158.2452 | 49.9226 | 38.0065
| 2:20 | 755.7097 | -164.1871 | 52.647 | 41.683
| 2:25 | 760.4839 | -160.8452 | 49.669 | 39.7141
| 2:30 | 755.9677 | -167.0516 | 49.5809 | 37.2037
| 2:35 | 753.0968 | -167.729 | 50.3202 | 38.1492
| 2:40 | 744.6452 | -175.0742 | 49.7201 | 37.4042
| 2:45 | 744.3226 | -174.4452 | 50.332 | 37.3827
| 2:50 | 735.129 | -182.3968 | 50.2105 | 37.4534
| 2:55 | 736.8387 | -180.9645 | 47.711 | 33.8718
| 3:00 | 731.1935 | -189.7677 | 48.4101 | 35.3911
| 3:05 | 736.4839 | -183.1806 | 48.4159 | 35.3803
| 3:10 | 732.2903 | -187.5 | 47.7164 | 35.1586
| 3:15 | 736.0645 | -187.0323 | 47.57 | 32.5813
| 3:20 | 732.6452 | -190.7097 | 47.82 | 34.6855
| 3:25 | 732.7419 | -192.6839 | 47.0587 | 32.9124
| 3:30 | 735 | -191.0613 | 47.4722 | 31.4322
| 3:35 | 738.4194 | -188.9387 | 47.0503 | 32.6208
| 3:40 | 737.9032 | -189.6645 | 47.4111 | 34.6754
| 3:45 | 737.6774 | -193.071 | 48.0279 | 34.2481
| 3:50 | 738 | -196.5581 | 49.1406 | 36.084
| 3:55 | 748.871 | -189.5871 | 50.7246 | 36.0984
| 4:00 | 755.3871 | -184.429 | 50.1809 | 36.9204
| 4:05 | 756.3548 | -186.5387 | 51.6403 | 38.3669
| 4:10 | 774.3226 | -173.8516 | 53.6743 | 41.092
| 4:15 | 782.8387 | -167.2581 | 52.7984 | 40.9879
| 4:20 | 783.8387 | -167.9645 | 55.4726 | 42.9858
| 4:25 | 784.3226 | -171.8968 | 52.0711 | 42.0688
| 4:30 | 781.9032 | -173.6516 | 52.6836 | 44.6053
| 4:35 | 789.6774 | -166.5871 | 49.4482 | 43.9727
| 4:40 | 806.8065 | -152.9806 | 47.8306 | 43.0882
| 4:45 | 812.8065 | -150.8258 | 47.3422 | 42.7368
| 4:50 | 814.2258 | -150.2613 | 50.4353 | 44.1836
| 4:55 | 823 | -140.2806 | 49.9469 | 45.6652
| 5:00 | 820.4839 | -146.9548 | 49.7876 | 44.1469
| 5:05 | 829.8065 | -142.6484 | 47.2377 | 44.7933
| 5:10 | 839.4839 | -141.0484 | 50.7189 | 51.2638
| 5:15 | 861.7742 | -126.5935 | 50.3506 | 48.3414
| 5:20 | 870.7097 | -120.729 | 52.3101 | 48.7694
| 5:25 | 882.3226 | -112.3097 | 51.8118 | 48.1749
| 5:30 | 885.9032 | -112.6839 | 54.6455 | 50.132
| 5:35 | 884.6452 | -117.0161 | 51.2148 | 45.3297
| 5:40 | 891.2903 | -114.629 | 50.9196 | 43.4153
| 5:45 | 890.8387 | -118.8161 | 51.2173 | 43.0428
| 5:50 | 888.5806 | -127.8355 | 49.7312 | 39.1001
| 5:55 | 881.7097 | -138.6677 | 50.4833 | 39.162
| 6:00 | 872.9677 | -149.2806 | 48.0884 | 35.7852
| 6:05 | 869.7419 | -160.529 | 47.7463 | 34.6356
| 6:10 | 873.7742 | -163.6355 | 49.0518 | 36.2012
| 6:15 | 877.0968 | -162.7645 | 53.6508 | 35.8629
| 6:20 | 859.2903 | -186.6419 | 51.9088 | 33.2875
| 6:25 | 846.6129 | -202.5323 | 47.7985 | 28.3095
| 6:30 | 831.3548 | -222.2613 | 58.5018 | 28.7097
| 6:35 | 817.2903 | -238.7065 | 62.6447 | 34.4437
| 6:40 | 807.5161 | -249.929 | 67.0216 | 26.9517
| 6:45 | 794.3871 | -264.8387 | 53.3968 | 20.9755
| 6:50 | 778.5806 | -282.5161 | 54.6336 | 22.1163
| 6:55 | 772.6774 | -289.9968 | 55.5606 | 24.3003
| 7:00 | 772.9032 | -291.3613 | 55.5329 | 22.7883
| 7:05 | 756.3871 | -304.6903 | 51.4274 | 16.2223
| 7:10 | 726.4839 | -328.2484 | 48.1914 | 14.5035
| 7:15 | 699.7097 | -353.5677 | 47.0126 | 10.399
| 7:20 | 692.2258 | -359.6613 | 57.8181 | 7.7384
| 7:25 | 689.8065 | -362.8548 | 46.2427 | 10.3453
| 7:30 | 687.0323 | -359.4032 | 44.8869 | 7.7876
| 7:35 | 673.3871 | -370.0387 | 47.5687 | 8.0654
| 7:40 | 650.6452 | -392.0968 | 50.2333 | 9.5633
| 7:45 | 644.9032 | -397.3129 | 52.0337 | 6.7711
| 7:50 | 642.1613 | -400.4935 | 51.9825 | 8.1919
| 7:55 | 638.1613 | -401.5548 | 54.6483 | 8.1401
| 8:00 | 628.6452 | -407.1968 | 49.0481 | 6.2849
| 8:05 | 627.6129 | -403.329 | 64.456 | 10.7449
| 8:10 | 619.5484 | -404.2806 | 61.992 | 11.482
| 8:15 | 616.6774 | -404.4194 | 46.6441 | 2.4937
| 8:20 | 610.8387 | -409.4097 | 50.4288 | 4.5047
| 8:25 | 607.871 | -407.0161 | 51.9235 | 8.2182
| 8:30 | 604.9677 | -410.2032 | 45.7218 | 2.2412
| 8:35 | 599.9355 | -409.6097 | 49.1051 | 4.7714
| 8:40 | 602.7419 | -408.7161 | 54.3297 | 4.7863
| 8:45 | 597.1613 | -413.6839 | 53.9967 | 0.71166
| 8:50 | 597.1613 | -405.7903 | 51.5255 | 1.0269
| 8:55 | 598.0968 | -399.9161 | 49.3832 | 0.81967
| 9:00 | 594.7419 | -398.3581 | 49.856 | -2.8428
| 9:05 | 586.6129 | -402.0903 | 50.9885 | 4.1715
| 9:10 | 585.2258 | -397.0129 | 61.8305 | 6.8241
| 9:15 | 581.3548 | -400.9903 | 50.9838 | -0.40196
| 9:20 | 575.3226 | -404.071 | 49.968 | 0.41649
| 9:25 | 572.4516 | -400.9903 | 49.9577 | -0.90016
| 9:30 | 570 | -402.6742 | 48.5072 | -0.50561
| 9:35 | 564.3226 | -400.3129 | 48.2926 | -0.9856
| 9:40 | 564.6129 | -391.6742 | 46.6219 | -4.2687
| 9:45 | 558.5484 | -397.1032 | 46.966 | -2.8218
| 9:50 | 556.1613 | -397.4065 | 48.1308 | -2.9764
| 9:55 | 550.9677 | -402.2129 | 46.7249 | -3.3563
| 10:00 | 548.6774 | -402.3935 | 45.8477 | -3.4826
| 10:05 | 549 | -397.8258 | 48.6224 | -1.6942
| 10:10 | 553.6129 | -390.471 | 47.5969 | -0.28254
| 10:15 | 545.7097 | -397.4452 | 49.1255 | -0.47358
| 10:20 | 540.129 | -401.2935 | 46.3626 | -0.72552
| 10:25 | 536.3226 | -403.2323 | 44.0918 | -4.7414
| 10:30 | 529.9677 | -404.1419 | 45.6622 | -5.1114
| 10:35 | 529.9355 | -400.8065 | 45.1475 | 0.52038
| 10:40 | 532.4516 | -395.9645 | 44.2117 | -1.4467
| 10:45 | 531 | -393.9871 | 43.2555 | -5.9042
| 10:50 | 524.5806 | -399.4419 | 47.0745 | -3.0803
| 10:55 | 511.7097 | -408.5871 | 45.072 | -2.6388
| 11:00 | 510.8387 | -403.6677 | 43.5921 | -5.3644
| 11:05 | 506.3871 | -402.2903 | 42.008 | -7.2053
| 11:10 | 502.8065 | -407.4194 | 46.109 | -4.1863
| 11:15 | 504.8387 | -400.9548 | 43.689 | -1.9409
| 11:20 | 505.7097 | -396.9484 | 55.0065 | -3.7654
| 11:25 | 509.3871 | -393.9645 | 46.4355 | 1.9265
| 11:30 | 508.6129 | -396.7806 | 41.9216 | -5.1975
| 11:35 | 504.1613 | -397.6452 | 40.1901 | -3.9732
| 11:40 | 513.3226 | -388.9968 | 41.2045 | -5.0421
| 11:45 | 513.0323 | -389.3194 | 41.2626 | -6.7136
| 11:50 | 516.7419 | -381.771 | 41.2532 | -6.9148
| 11:55 | 515.7097 | -381.3581 | 42.9424 | -3.9339
| 12:00 | 515.3548 | -378.029 | 43.0591 | -5.7059
| 12:05 | 517.9355 | -382.9516 | 43.5397 | -5.9605
| 12:10 | 514.2903 | -379.8484 | 47.351 | -1.048
| 12:15 | 517.5806 | -373.3645 | 46.2122 | -4.9573
| 12:20 | 514.0968 | -371.1323 | 45.3358 | -3.7764
| 12:25 | 508.1935 | -379.7935 | 48.0505 | 0.10921
| 12:30 | 507.4516 | -381.8774 | 46.6564 | -3.25
| 12:35 | 511.7742 | -375.2323 | 42.9309 | -4.6779
| 12:40 | 505.3548 | -381.9677 | 42.8412 | -3.7381
| 12:45 | 512.129 | -371.7548 | 43.6344 | -2.7147
| 12:50 | 510.7742 | -373.0742 | 44.2314 | -3.4623
| 12:55 | 507.4194 | -372.3194 | 44.774 | -2.4188
| 13:00 | 507.5484 | -375.8032 | 42.5674 | -2.5653
| 13:05 | 511.6452 | -371.0742 | 40.8316 | -0.51191
| 13:10 | 513.0645 | -368.9 | 49.5298 | 10.2511
| 13:15 | 506.5161 | -369.6484 | 39.7095 | -1.9052
| 13:20 | 505.2903 | -365.7226 | 41.5305 | -1.6811
| 13:25 | 516.4194 | -352.5645 | 39.6354 | -1.3227
| 13:30 | 509.2581 | -355.7613 | 39.242 | -0.72603
| 13:35 | 511.3226 | -354.971 | 37.2842 | 0.73837
| 13:40 | 517.7097 | -352.4677 | 36.05 | 6.8363
| 13:45 | 514.9355 | -365.5871 | 38.8897 | -0.0981
| 13:50 | 517.2581 | -364.7129 | 37.8088 | 1.9964
| 13:55 | 522.8065 | -362.229 | 37.2481 | 6.8926
| 14:00 | 537.871 | -345.6742 | 36.4843 | 3.2494
| 14:05 | 530.6129 | -354.6774 | 38.1531 | 3.8827
| 14:10 | 550.0968 | -337.8226 | 37.7762 | 6.1238
| 14:15 | 549.1935 | -339.1484 | 37.7923 | 3.9312
| 14:20 | 560.4516 | -328.629 | 36.9008 | 2.4669
| 14:25 | 562.1613 | -330.1613 | 39.1118 | 8.0106
| 14:30 | 577.7097 | -316.4935 | 38.6066 | 5.3514
| 14:35 | 585.6129 | -308.9 | 41.1106 | 8.1372
| 14:40 | 578.2258 | -317.0903 | 41.6649 | 6.89
| 14:45 | 576.1613 | -320.2161 | 45.613 | 10.345
| 14:50 | 584.4516 | -311.9903 | 44.2771 | 12.3736
| 14:55 | 601.2581 | -301.7677 | 43.894 | 12.4767
| 15:00 | 601.5161 | -306.7323 | 43.7948 | 12.4321
| 15:05 | 602.4839 | -308.9613 | 41.5337 | 7.9935
| 15:10 | 595.7742 | -313.8935 | 40.7728 | 11.3691
| 15:15 | 609.6452 | -303.6452 | 41.5135 | 12.8164
| 15:20 | 619.0645 | -295.9613 | 45.3626 | 15.1686
| 15:25 | 629.9032 | -287.071 | 44.249 | 16.0521
| 15:30 | 627.7742 | -287.1774 | 43.9076 | 17.792
| 15:35 | 635.1935 | -284.1871 | 44.2647 | 17.8496
| 15:40 | 638.3548 | -287.6129 | 43.8403 | 13.8037
| 15:45 | 626.0645 | -303.9548 | 46.4739 | 18.0999
| 15:50 | 650.7097 | -284.6032 | 47.2979 | 18.4959
| 15:55 | 667.1935 | -273.2548 | 50.609 | 21.0372
| 16:00 | 672.4194 | -275.6355 | 53.8528 | 26.3114
| 16:05 | 691.3871 | -257.8097 | 48.6966 | 16.0575
| 16:10 | 683.7097 | -262.9871 | 43.0487 | 13.8626
| 16:15 | 676.3548 | -274.371 | 42.6861 | 16.3324
| 16:20 | 679.8387 | -275.5968 | 45.5227 | 18.8964
| 16:25 | 696.129 | -263.8065 | 46.0161 | 20.2887
| 16:30 | 708.0645 | -261.2968 | 47.8619 | 24.6436
| 16:35 | 725.0645 | -254.8323 | 39.1065 | 20.031
| 16:40 | 727.7419 | -264.0968 | 41.4566 | 22.5376
| 16:45 | 744.2581 | -251.5194 | 45.9272 | 25.7401
| 16:50 | 755 | -237.7129 | 49.941 | 31.4107
| 16:55 | 772.0645 | -218.2097 | 50.9686 | 31.6937
| 17:00 | 776.4194 | -218.7548 | 52.2684 | 38.5349
| 17:05 | 784.8387 | -211.8355 | 43.5631 | 24.0818
| 17:10 | 773.2903 | -229.1968 | 46.5748 | 22.1843
| 17:15 | 774.3226 | -231.3484 | 48.4672 | 27.657
| 17:20 | 790.1613 | -223.4742 | 61.5373 | 29.8055
| 17:25 | 784.7419 | -231.3452 | 52.9858 | 35.2589
| 17:30 | 801.4839 | -215.3774 | 50.2318 | 34.3713
| 17:35 | 806.6774 | -210.329 | 43.5829 | 29.5486
| 17:40 | 831.129 | -193.4581 | 45.1538 | 30.3241
| 17:45 | 839.4516 | -188.3871 | 50.4588 | 33.0361
| 17:50 | 855.1613 | -174.8871 | 50.7391 | 34.9608
| 17:55 | 865.9677 | -166.9968 | 63.8182 | 44.8121
| 18:00 | 885.1935 | -153.6806 | 77.8553 | 38.6897
| 18:05 | 900.6774 | -142.5258 | 64.3701 | 40.2898
| 18:10 | 917.2258 | -129.2903 | 66.1393 | 45.8046
| 18:15 | 931.6452 | -114.4548 | 52.5147 | 45.6667
| 18:20 | 944.2581 | -99.3548 | 53.5199 | 57.2661
| 18:25 | 949.5806 | -94.7806 | 55.466 | 65.5325
| 18:30 | 972.3871 | -76.3032 | 57.1592 | 69.4646
| 18:35 | 986.2258 | -62.5484 | 50.4942 | 72.0545
| 18:40 | 1007.1935 | -45.3968 | 54.2329 | 82.0086
| 18:45 | 1034.3871 | -22.9645 | 56.3127 | 85.5456
| 18:50 | 1059.2258 | -4.029 | 53.9064 | 92.6722
| 18:55 | 1075.0968 | 13.0032 | 53.6246 | 96.4818
| 19:00 | 1088.1613 | 23.1806 | 54.0455 | 94.4848
| 19:05 | 1103.6452 | 36.6 | 52.3703 | 101.8378
| 19:10 | 1121.6129 | 52.2806 | 48.4842 | 92.5674
| 19:15 | 1129.2258 | 61.329 | 46.5074 | 94.7393
| 19:20 | 1147.129 | 73.6935 | 51.1818 | 86.8398
| 19:25 | 1160 | 86.3871 | 50.0515 | 84.2457
| 19:30 | 1163.5484 | 84.7484 | 49.8458 | 84.4238
| 19:35 | 1176.4516 | 93.0065 | 56.455 | 97.3543
| 19:40 | 1191.6129 | 106.529 | 60.0541 | 97.3553
| 19:45 | 1198.7097 | 113.7161 | 54.8219 | 82.7306
| 19:50 | 1200.1613 | 113.1839 | 53.6688 | 83.2492
| 19:55 | 1212.9677 | 123.7065 | 55.2136 | 78.7833
| 20:00 | 1222.8065 | 129.8419 | 51.543 | 67.9029
| 20:05 | 1224.9677 | 128.9968 | 58.6621 | 79.6133
| 20:10 | 1234.4516 | 137.5323 | 57.4488 | 74.8883
| 20:15 | 1224.1613 | 128.5613 | 55.3823 | 71.9693
| 20:20 | 1220.0645 | 125.1129 | 53.0368 | 66.4715
| 20:25 | 1217.7419 | 125.9742 | 50.335 | 64.5028
| 20:30 | 1207.9677 | 119.1548 | 50.0669 | 61.3248
| 20:35 | 1207.2581 | 119.9097 | 58.5064 | 70.1453
| 20:40 | 1193.5484 | 108.4903 | 59.8433 | 69.1534
| 20:45 | 1192.0645 | 106.7871 | 58.5209 | 65.5157
| 20:50 | 1186.6774 | 100.1677 | 55.0459 | 61.4432
| 20:55 | 1171.129 | 87.6645 | 51.2309 | 56.8799
| 21:00 | 1165.2903 | 84.0742 | 48.7316 | 52.411
| 21:05 | 1153.8065 | 76.1968 | 60.3254 | 64.6594
| 21:10 | 1154.7097 | 80.9194 | 54.9765 | 64.4626
| 21:15 | 1149.8387 | 81.6387 | 53.487 | 62.6515
| 21:20 | 1139.8387 | 72.0452 | 64.8139 | 59.1806
| 21:25 | 1138.9677 | 71.2387 | 50.659 | 57.9936
| 21:30 | 1121.7419 | 58.7194 | 49.2894 | 54.7861
| 21:35 | 1102.2258 | 44.171 | 61.7028 | 64.8826
| 21:40 | 1095.0645 | 41.9 | 54.9258 | 58.1144
| 21:45 | 1080.9032 | 31.1581 | 52.6652 | 55.047
| 21:50 | 1067.2581 | 17.3774 | 49.8512 | 51.3868
| 21:55 | 1069.7419 | 22.1065 | 49.784 | 50.0168
| 22:00 | 1063.0645 | 20.7419 | 48.905 | 48.4595
| 22:05 | 1047.1613 | 9.0065 | 58.6175 | 69.2695
| 22:10 | 1064.5484 | 32.5258 | 63.6543 | 74.5139
| 22:15 | 1066.1935 | 42.1161 | 56.5163 | 63.0134
| 22:20 | 1056.9355 | 35.6677 | 53.719 | 59.8355
| 22:25 | 1049.4194 | 28.8548 | 51.0857 | 54.7067
| 22:30 | 1043.0645 | 24.7484 | 51.4811 | 56.1587
| 22:35 | 1038.5806 | 23.429 | 58.1715 | 63.0871
| 22:40 | 1032 | 20.4968 | 55.8827 | 60.5878
| 22:45 | 1033.4516 | 23.3323 | 52.5748 | 56.4327
| 22:50 | 1024.8065 | 17.3839 | 49.8392 | 52.8373
| 22:55 | 1014.5806 | 11.9935 | 50.7756 | 53.0318
| 23:00 | 1014.6129 | 15.2903 | 46.9998 | 48.7156
| 23:05 | 1004.3226 | 8.4871 | 53.1414 | 57.4939
| 23:10 | 1015.3226 | 26.1226 | 68.9893 | 65.7511
| 23:15 | 1029.129 | 38.9645 | 57.1413 | 70.1292
| 23:20 | 1034.2581 | 46.771 | 55.8943 | 67.0759
| 23:25 | 1028.7419 | 42.0613 | 56.7519 | 65.1338
| 23:30 | 1030.4516 | 46.4258 | 55.9829 | 65.1103
| 23:35 | 1030.3226 | 49.7258 | 60.6496 | 73.3422
| 23:40 | 1031.5484 | 56.8548 | 57.0067 | 66.9416
| 23:45 | 1023.6774 | 51.2097 | 55.4993 | 63.9496
| 23:50 | 1018.6452 | 49.1355 | 52.5739 | 59.0416
| 23:55 | 1012.7742 | 47.9323 | 49.3444 | 55.3914
| 24:00 | 1007.0323 | 41.2935 | 49.6473 | 54.6287

## Figure 42
Quarterly Energy Dynamics - Q4 2021 |  |  | Contents
Figures from the report, January 2022
Figure 42 NEM VRE output increased by 20%
NEM VRE – annual generation
TWh
Year | Wind | Grid Solar
2010 | 2.0452 | 0
2011 | 5.6683 | 0
2012 | 6.3528 | 0
2013 | 7.9932 | 0
2014 | 8.5071 | 0
2015 | 10.0428 | 0.18367
2016 | 11.1868 | 0.48195
2017 | 11.3648 | 0.6356
2018 | 14.3144 | 1.8713
2019 | 16.9352 | 5.1144
2020 | 19.6803 | 6.7019
2021 | 22.9634 | 8.8232

## Figure 43
Quarterly Energy Dynamics - Q4 2021 |  |  | Contents
Figures from the report, January 2022
Figure 43 NSW and VIC lead VRE output increase
Average change in VRE generation – Q4 2021 vs Q4 2020
MW
| Wind | Grid-solar
NSW | 88.929 | 175.7251
QLD | 3.8316 | 13.2505
SA | -37.2156 | -0.66967
VIC | 121.8289 | 80.9091
TAS | -21.5555

## Figure 44
Quarterly Energy Dynamics - Q4 2021 |  |  |  | Contents
Figures from the report, January 2022
Figure 44 NEM instantaneous renewable penetration reached 61.8%
NEM instantaneous renewable penetration quarterly records
%
Quarter/Year | Minimum | Maximum | Average
Q1 19 | 4.6% | 38.74% | 18.39%
Q2 19 | 7.77% | 41.98% | 20.88%
Q3 19 | 9.34% | 46.67% | 24.41%
Q4 19 | 6.86% | 48.61% | 25.03%
Q1 20 | 7.79% | 44.47% | 23.18%
Q2 20 | 7.98% | 48.33% | 24.97%
Q3 20 | 7.95% | 51.69% | 26.2%
Q4 20 | 10.01% | 54.19% | 29.67%
Q1 21 | 9.83% | 51.39% | 28.65%
Q2 21 | 11.71% | 55.17% | 27.67%
Q3 21 | 13.22% | 61.42% | 31.65%
Q4 21 | 14.6% | 61.8% | 34.86%
Feb
Mar

## Figure 45
Quarterly Energy Dynamics - Q4 2021 |  |  | Contents
Figures from the report, January 2022
Figure 45 Record low quarterly emissions
Quarterly NEM emissions and emissions intensity (Q4s)
MtCO2-e [LHS]; tCO2-e/MWh [RHS]
| Emissions | Emissions Intensity
2011 | 43.6931 | 0.93207
2012 | 40.1182 | 0.87851
2013 | 38.2187 | 0.85007
2014 | 41.7416 | 0.91727
2015 | 42.143 | 0.91927
2016 | 39.5205 | 0.86883
2017 | 38.2447 | 0.83738
2018 | 34.7863 | 0.77057
2019 | 32.9664 | 0.72933
2020 | 30.5251 | 0.69265
2021 | 27.9956 | 0.65352

## Figure 46
Quarterly Energy Dynamics - Q4 2021 | [6 empty] | Contents
Figures from the report, January 2022
Figure 46 Battery net revenue higher than Q4 2020 but lower than Q3 2021
Battery revenue sources - quarterly
$million
Quarter/Year | Energy | Energy cost | Charge (negative prices) | Regulation FCAS | Contingency FCAS | Net Revenue
Q1 20 | 2.3678 | -1.0643 | 0.20016 | 5.5121 | 56.7223 | 63.738
Q2 20 | 1.0267 | -0.74021 | 0.069124 | 2.7748 | 4.4678 | 7.5982
Q3 20 | 1.1312 | -0.8427 | 0.34165 | 2.5615 | 2.926 | 6.1177
Q4 20 | 1.5215 | -0.98821 | 0.66571 | 4.3101 | 4.1571 | 9.6662
Q1 21 | 1.9794 | -0.91313 | 0.59513 | 2.5529 | 5.6977 | 9.9121
Q2 21 | 4.1838 | -1.7417 | 0.18056 | 4.778 | 10.6584 | 18.059
Q3 21 | 3.0753 | -1.5334 | 0.72578 | 5.2782 | 7.7909 | 15.3368
Q4 21 | 3.9809 | -1.3182 | 0.91716 | 4.4686 | 5.7506 | 13.799

## Figure 47
Quarterly Energy Dynamics - Q4 2021 |  |  |  | Contents
Figures from the report, January 2022
Figure 47 Increase VIC battery FCAS enablement in Q421
VIC battery FCAS enablement by market – Q1 20 to Q4 21
MW
Quarter/Year | Regulation | Contingency Raise | Contingency Lower
Q1 20 | 13.9381 | 65.6138 | 0.017583
Q2 20 | 12.8217 | 48.7668 | 0
Q3 20 | 18.4531 | 65.8088 | 49.2924
Q4 20 | 21.446 | 54.2074 | 61.8852
Q1 21 | 19.2702 | 58.5694 | 49.7354
Q2 21 | 16.0278 | 68.3216 | 55.8398
Q3 21 | 14.1846 | 70.3251 | 59.8078
Q4 21 | 26.5811 | 116.5678 | 106.0782

## Figure 48
Quarterly Energy Dynamics - Q4 2021 | [7 empty] | Contents
Figures from the report, January 2022
Figure 48 VBB participates in all eight FCAS markets
VBB daily average FCAS enabled - stacked
MW
Date | RREG | LREG | R6SEC | R60SEC | R5MIN | L6SEC | L60SEC | L5MIN
20-Nov | 0 | 0 | 0 | 0 | 0 | 0 | 0 | 0
21-Nov | 0 | 0 | 0 | 0 | 0 | 0 | 0 | 0
22-Nov | 0 | 0 | 0 | 0 | 0 | 0 | 0 | 0
23-Nov | 14.3668 | 22.1435 | 20.4041 | 21.7237 | 37.2778 | 25.2083 | 24.0668 | 16.3924
24-Nov | 22.335 | 30.2821 | 31.9687 | 48.7579 | 74.4444 | 71.9179 | 66.976 | 44.0556
25-Nov | 23.1651 | 36.1369 | 70.2297 | 69.5909 | 83.4826 | 98.8858 | 74.5204 | 54.0729
26-Nov | 22.2171 | 32.9176 | 60.1417 | 48.4132 | 59.3817 | 45.3401 | 53.1883 | 35.6366
27-Nov | 27.9113 | 62.0753 | 56.3801 | 61.7191 | 82.9826 | 92.3236 | 62.4107 | 54.0278
28-Nov | 31.8412 | 62.7235 | 86.244 | 68.776 | 83.3715 | 92.7354 | 75.0017 | 62.8854
29-Nov | 22.4995 | 55.2017 | 53.429 | 51.3027 | 61.8542 | 86.3542 | 71.0486 | 46.7639
30-Nov | 19.5171 | 54.984 | 35.9598 | 54.7811 | 67.8125 | 60.5492 | 66.921 | 38.7118
1-Dec | 9.2991 | 22.1737 | 24.2198 | 26.3758 | 30.7083 | 33.7237 | 25.3949 | 16.3715
2-Dec | 20.1249 | 41.9801 | 47.4052 | 41.1672 | 42.3975 | 45.2698 | 38.7066 | 30.1261
3-Dec | 2.4378 | 14.6957 | 16.3715 | 18.6729 | 20.4367 | 15.9514 | 15.257 | 15.9514
4-Dec | 1.862 | 21.9311 | 25.6738 | 23.6611 | 25.2272 | 15.0541 | 14.4372 | 15.1389
5-Dec | 1.9845 | 8.5212 | 20.1669 | 21.2991 | 22.3964 | 30.2214 | 34.4568 | 35.1963
6-Dec | 5.1974 | 12.1532 | 16.3926 | 18.0966 | 19.1197 | 26.6667 | 23.1383 | 26.6667
7-Dec | 5.9434 | 9.4515 | 19.637 | 17.1478 | 18.8823 | 31.8838 | 28.6848 | 32.1528
8-Dec | 2.5259 | 16.4206 | 20.9315 | 24.5188 | 26.269 | 18.7917 | 17.0156 | 18.7917
9-Dec | 2.3775 | 20.6402 | 26.2022 | 24.8791 | 27.6587 | 11.12 | 10.5372 | 14.2639
10-Dec | 2.4579 | 15.3444 | 17.2798 | 23.7945 | 26.3644 | 13.5038 | 14.0558 | 15.5334
11-Dec | 3.9668 | 10.2363 | 15.162 | 16.8334 | 20.0417 | 22.9607 | 22.2229 | 26.2722
12-Dec | 2.2908 | 11.9962 | 25.6379 | 24.5445 | 26.4635 | 14.4324 | 14.2216 | 18.2634
13-Dec | 2.9964 | 21.466 | 24.6844 | 24.8892 | 26.1335 | 7.2915 | 6.6399 | 7.8993
14-Dec | 3.5101 | 21.4557 | 22.9786 | 23.1952 | 25.9805 | 19.1255 | 17.4016 | 19.1597
15-Dec | 5.6937 | 23.0438 | 20.1281 | 24.9046 | 28.6628 | 10.0584 | 9.9444 | 10.2917
16-Dec | 5.1385 | 23.6172 | 19.0502 | 25.7709 | 33.1875 | 7.8194 | 7.4895 | 7.8194
17-Dec | 2.8508 | 11.7901 | 16.601 | 29.3896 | 34.4861 | 5.4861 | 5.3274 | 5.4861
18-Dec | 5.0625 | 25.8757 | 21.9034 | 31.2249 | 36.9549 | 4.9086 | 2.7471 | 6.5312
19-Dec | 2.1013 | 24.3361 | 18.8859 | 27.5768 | 35.8472 | 1.0226 | 1.0566 | 1.5819
20-Dec | 3.4867 | 10.3113 | 23.3853 | 28.2436 | 34.6354 | 3.125 | 2.2512 | 3.125
21-Dec | 1.9351 | 10.4983 | 18.4738 | 28.9908 | 34.3646 | 4.1667 | 4.1667 | 4.1667
22-Dec | 1.8168 | 2.4736 | 29.3247 | 30.9521 | 35.75 | 7.0139 | 6.7708 | 7.0139
23-Dec | 2.9878 | 2.681 | 27.4988 | 27.7544 | 30.7812 | 10.7639 | 10.7639 | 10.6716
24-Dec | 2.7262 | 1.3149 | 24.0681 | 23.3468 | 29.9028 | 6.1597 | 5.5 | 6.1597
25-Dec | 3.1252 | 1.9082 | 27.2097 | 28.0938 | 35.0486 | 16.621 | 14.6013 | 17.4722
26-Dec | 7.9909 | 10.7132 | 19.9695 | 21.7262 | 25.1319 | 19.5344 | 22.2427 | 23.3324
27-Dec | 6.5774 | 10.0093 | 24.4652 | 25.2386 | 29.7778 | 26.7453 | 27.3895 | 27.0021
28-Dec | 5.627 | 4.6235 | 22.1659 | 25.9728 | 29.3958 | 21.4704 | 28.1997 | 28.0795
29-Dec | 5.6795 | 7.8288 | 18.573 | 24.1734 | 28.2083 | 14.5917 | 14.8539 | 17.5907
30-Dec | 6.3998 | 7.0379 | 20.2396 | 25.339 | 27.4271 | 15.9331 | 19.246 | 18.0526
31-Dec | 7.327 | 10.5092 | 17.7514 | 22.4319 | 26.1007 | 12.7852 | 12.3764 | 13.1007

## Figure 49
Quarterly Energy Dynamics - Q4 2021 | [7 empty] | Contents
Figures from the report, January 2022
Figure 49 Majority of pumped hydro revenue captured in December
Pumped hydro revenue sources – monthly
$million
Month/Year | Energy (price $0 and $300/MWh) | Energy cap (price > $300/MWh) | Energy cost | Charge (negative prices) | Regulation FCAS | Contingency FCAS | Net Revenue
2020-10-01 | 2.3745 | 0.0031309 | -1.1239 | 0.26711 | 0 | 0.030495 | 1.5514
2020-11-01 | 2.4437 | 0.65567 | -1.1814 | 0.016388 | 0 | 0.016335 | 1.9507
2020-12-01 | 1.9874 | 0.67784 | -1.411 | 0.00050262 | 0 | 0.023528 | 1.2782
2021-01-01 | 0.86231 | 0.51959 | -0.70016 | 4.972e-05 | 0 | 0.039967 | 0.72175
2021-02-01 | 0.46303 | 0.37713 | -0.3139 | 0 | 0 | 0.020771 | 0.54703
2021-03-01 | 1.4492 | 0.81719 | -0.76661 | 0.063028 | 0 | 0.030461 | 1.5933
2021-04-01 | 1.954 | 0.71593 | -0.53471 | 0.14664 | 0 | 0.02917 | 2.3111
2021-05-01 | 1.826 | 15.8041 | -0.60076 | 0.2785 | 0 | 0.025058 | 17.3329
2021-06-01 | 2.3361 | 14.2499 | -1.5473 | 0.089115 | 0 | 0.20906 | 15.3369
2021-07-01 | 4.7386 | 7.684 | -2.5758 | 0.13288 | 0 | 0.077406 | 10.0571
2021-08-01 | 4.1123 | 0.2518 | -1.1292 | 0.21568 | 0 | 0.0053034 | 3.456
2021-09-01 | 3.3521 | 0.49585 | -0.89791 | 0.657 | 0 | 0.0063892 | 3.6134
2021-10-01 | 2.9866 | 1.9398 | -0.94071 | 0.90177 | 0 | 0.018061 | 4.9055
2021-11-01 | 2.7149 | 4.3846 | -2.2566 | 0.50337 | 0 | 0.040452 | 5.3868
2021-12-01 | 5.6125 | 17.8846 | -2.987 | 0.060123 | 0 | 0.0035483 | 20.5737

## Figure 50
Quarterly Energy Dynamics - Q4 2021 | [5 empty] | Contents
Figures from the report, January 2022
Figure 50 Exports from Queensland and Tasmania fall
Quarterly inter-regional transfers
MW
Year | Quarter | Interconnector | Net | South | North
2020 | Q4 | NSW-QLD | -418.5419 | -433.822 | 15.2801
2020 | Q4 | VIC-NSW | 289.8447 | -55.4747 | 345.3194
2020 | Q4 | VIC-SA | -71.4925 | -154.3664 | 82.8739
2020 | Q4 | TAS-VIC | -152.9732 | -228.124 | 75.1508
2021 | Q3 | NSW-QLD | -323.9457 | -342.0286 | 18.0829
2021 | Q3 | VIC-NSW | 347.7438 | -56.813 | 404.5567
2021 | Q3 | VIC-SA | 32.0633 | -110.393 | 142.4563
2021 | Q3 | TAS-VIC | 203.9961 | -72.708 | 276.7041
2021 | Q4 | NSW-QLD | -77.1762 | -153.9248 | 76.7486
2021 | Q4 | VIC-NSW | 460.2695 | -26.8494 | 487.1189
2021 | Q4 | VIC-SA | 42.4707 | -114.3955 | 156.8662
2021 | Q4 | TAS-VIC | 8.8834 | -149.9403 | 158.8237

## Figure 51
Quarterly Energy Dynamics - Q4 2021 |  |  | Contents
Figures from the report, January 2022
Figure 51 VIC-NSW interconnector flows reduced during daytime hours
VNI interconnector flows and price difference1
MW [LHS]; $/MWh [RHS]
Time ending | VIC-NSW interconnector [LHS] | NSW minus VIC Price [RHS]
0:05 | 509.0487 | 34.0109
0:10 | 506.985 | 27.9567
0:15 | 518.7826 | 31.516
0:20 | 524.6042 | 28.9532
0:25 | 519.0148 | 30.1333
0:30 | 534.0859 | 28.6881
0:35 | 530.0931 | 29.5479
0:40 | 541.72 | 30.396
0:45 | 532.6604 | 32.01
0:50 | 532.7395 | 30.0629
0:55 | 533.4152 | 28.3489
1:00 | 531.4964 | 28.1752
1:05 | 538.0396 | 30.2421
1:10 | 533.3635 | 31.0944
1:15 | 534.0806 | 29.7626
1:20 | 531.513 | 29.6558
1:25 | 538.2412 | 30.5043
1:30 | 547.211 | 30.7416
1:35 | 548.5238 | 30.4183
1:40 | 540.4909 | 32.2157
1:45 | 540.8502 | 32.3644
1:50 | 544.5979 | 30.5805
1:55 | 551.3641 | 31.407
2:00 | 553.0369 | 31.1621
2:05 | 554.9501 | 32.2963
2:10 | 553.1229 | 32.7788
2:15 | 557.0045 | 31.9372
2:20 | 571.694 | 32.4667
2:25 | 566.522 | 32.497
2:30 | 579.4957 | 32.3993
2:35 | 580.7043 | 33.7653
2:40 | 572.9226 | 33.5785
2:45 | 567.7255 | 34.0207
2:50 | 572.9494 | 32.3712
2:55 | 566.4262 | 34.2047
3:00 | 570.8099 | 33.6326
3:05 | 570.3094 | 33.0462
3:10 | 578.91 | 34.328
3:15 | 576.0176 | 35.0991
3:20 | 568.4596 | 33.8747
3:25 | 573.4948 | 35.915
3:30 | 574.1611 | 36.6933
3:35 | 573.0101 | 34.262
3:40 | 576.9645 | 34.9048
3:45 | 570.4335 | 34.6156
3:50 | 577.8236 | 32.8961
3:55 | 585.0848 | 34.9096
4:00 | 593.9648 | 34.7215
4:05 | 600.4459 | 34.9773
4:10 | 598.0442 | 37.4971
4:15 | 590.0854 | 34.9801
4:20 | 593.1174 | 34.6671
4:25 | 593.5942 | 33.0478
4:30 | 595.358 | 31.4929
4:35 | 583.2208 | 31.5907
4:40 | 588.4884 | 32.2545
4:45 | 581.0965 | 32.0293
4:50 | 575.154 | 31.8937
4:55 | 580.1985 | 29.0864
5:00 | 565.7431 | 30.8972
5:05 | 564.2139 | 32.4342
5:10 | 579.4705 | 30.8787
5:15 | 568.4976 | 31.4726
5:20 | 563.6882 | 32.3464
5:25 | 551.0188 | 30.0275
5:30 | 537.4167 | 29.1494
5:35 | 513.835 | 23.9907
5:40 | 498.8654 | 22.047
5:45 | 480.5979 | 20.4174
5:50 | 467.2016 | 19.6621
5:55 | 432.2949 | 17.2865
6:00 | 423.1911 | 16.2365
6:05 | 410.2625 | 16.2667
6:10 | 383.1109 | 15.9755
6:15 | 373.0855 | 13.2986
6:20 | 344.6234 | 13.1097
6:25 | 316.1665 | 11.2703
6:30 | 306.8683 | 11.0497
6:35 | 298.6566 | 11.693
6:40 | 271.239 | 13.3871
6:45 | 233.624 | 15.2734
6:50 | 217.7154 | 15.5849
6:55 | 203.3879 | 16.1961
7:00 | 178.5419 | 17.5054
7:05 | 175.8646 | 21.9608
7:10 | 227.8104 | 27.4614
7:15 | 232.4113 | 28.0791
7:20 | 222.4612 | 31.1748
7:25 | 193.5385 | 27.6777
7:30 | 195.4435 | 26.9291
7:35 | 184.7307 | 29.5456
7:40 | 174.9661 | 29.5506
7:45 | 169.5341 | 29.5422
7:50 | 166.3403 | 29.2477
7:55 | 189.6452 | 29.39
8:00 | 204.511 | 34.2707
8:05 | 197.5815 | 32.9835
8:10 | 225.7298 | 35.5255
8:15 | 240.5131 | 35.5519
8:20 | 245.8793 | 32.386
8:25 | 253.4651 | 31.3697
8:30 | 266.4724 | 32.173
8:35 | 272.7974 | 33.2625
8:40 | 273.472 | 37.6662
8:45 | 257.5456 | 35.2317
8:50 | 260.5525 | 36.644
8:55 | 265.3968 | 31.4406
9:00 | 277.9669 | 38.2164
9:05 | 275.6925 | 37.5977
9:10 | 290.0264 | 40.5126
9:15 | 308.3293 | 38.846
9:20 | 331.9949 | 41.5884
9:25 | 325.7417 | 43.1728
9:30 | 338.2136 | 39.4245
9:35 | 348.1673 | 46.1215
9:40 | 353.3933 | 43.1112
9:45 | 354.7784 | 39.6312
9:50 | 343.326 | 36.5089
9:55 | 341.2772 | 32.9615
10:00 | 356.9444 | 34.1715
10:05 | 354.0866 | 36.6896
10:10 | 351.4103 | 35.2163
10:15 | 364.544 | 36.9995
10:20 | 368.9548 | 33.9539
10:25 | 365.4541 | 33.0382
10:30 | 360.1776 | 29.5902
10:35 | 351.7896 | 33.6475
10:40 | 357.8949 | 32.1811
10:45 | 374.1755 | 31.5257
10:50 | 372.4596 | 22.96
10:55 | 335.1135 | 29.9922
11:00 | 345.7906 | 27.7139
11:05 | 347.894 | 27.4244
11:10 | 354.2802 | 27.3838
11:15 | 350.3347 | 28.2509
11:20 | 359.2521 | 26.7525
11:25 | 363.3841 | 29.7771
11:30 | 388.4767 | 26.2348
11:35 | 382.0315 | 28.0907
11:40 | 384.3155 | 26.3093
11:45 | 390.458 | 25.1322
11:50 | 379.368 | 25.0199
11:55 | 380.2246 | 27.1224
12:00 | 388.2869 | 31.4328
12:05 | 375.4815 | 16.439
12:10 | 373.6252 | 30.5123
12:15 | 380.8307 | 26.6152
12:20 | 388.0144 | 25.8148
12:25 | 370.7743 | 28.0223
12:30 | 379.8343 | 28.176
12:35 | 376.4213 | 27.0723
12:40 | 378.3516 | 32.774
12:45 | 382.6643 | 34.0264
12:50 | 367.8596 | 32.6971
12:55 | 369.4434 | 34.3194
13:00 | 393.6633 | 32.4183
13:05 | 381.4834 | 30.3516
13:10 | 358.2421 | 36.7388
13:15 | 366.6514 | 31.1112
13:20 | 376.8574 | 33.5201
13:25 | 374.0988 | 31.2453
13:30 | 375.4258 | 36.0703
13:35 | 375.918 | 33.0313
13:40 | 378.6937 | 38.993
13:45 | 374.8625 | 34.1679
13:50 | 392.619 | 39.0418
13:55 | 392.4295 | 43.9051
14:00 | 415.2757 | 41.6238
14:05 | 417.4123 | 39.2639
14:10 | 418.8945 | 45.735
14:15 | 422.8129 | 48.1611
14:20 | 417.5674 | 50.7877
14:25 | 419.2706 | 51.2787
14:30 | 426.3079 | 53.3893
14:35 | 417.4018 | 39.9113
14:40 | 411.4382 | 53.7552
14:45 | 411.4757 | 54.5245
14:50 | 396.3301 | 49.8976
14:55 | 386.4977 | 51.428
15:00 | 402.3319 | 40.4139
15:05 | 387.5133 | 47.6715
15:10 | 385.1091 | 42.8538
15:15 | 398.6432 | 44.724
15:20 | 416.8003 | 48.5541
15:25 | 412.1037 | 50.2594
15:30 | 415.8975 | 50.5174
15:35 | 411.932 | 42.1171
15:40 | 400.885 | 45.3841
15:45 | 404.4898 | 45.7967
15:50 | 416.9541 | 49.8415
15:55 | 412.8831 | 50.572
16:00 | 424.4946 | 47.7459
16:05 | 417.3656 | 38.9623
16:10 | 411.4421 | 40.1662
16:15 | 404.1732 | 40.1991
16:20 | 396.7682 | 38.911
16:25 | 408.1838 | 45.8508
16:30 | 402.7762 | 41.1293
16:35 | 382.9043 | 37.2335
16:40 | 392.0128 | 37.328
16:45 | 394.9956 | 35.5261
16:50 | 401.0663 | 37.1602
16:55 | 402.7009 | 39.7798
17:00 | 393.3512 | 38.6304
17:05 | 369.2821 | 37.8264
17:10 | 382.1918 | 41.1322
17:15 | 397.4929 | 38.8511
17:20 | 378.6779 | 37.4075
17:25 | 400.834 | 36.567
17:30 | 402.8413 | 38.3275
17:35 | 390.2612 | 34.1973
17:40 | 419.9736 | 32.6428
17:45 | 444.7124 | 31.2463
17:50 | 452.4285 | 29.4616
17:55 | 456.5735 | 31.7398
18:00 | 467.5392 | 36.294
18:05 | 463.6698 | 30.7442
18:10 | 515.4683 | 29.4103
18:15 | 526.6236 | 24.325
18:20 | 549.6502 | 26.457
18:25 | 567.9027 | 26.4055
18:30 | 572.7609 | 25.4686
18:35 | 573.8302 | 26.4051
18:40 | 626.0796 | 24.9977
18:45 | 606.5036 | 24.1859
18:50 | 610.7054 | 21.4044
18:55 | 603.9943 | 22.5888
19:00 | 605.0619 | 18.4177
19:05 | 595.7588 | 21.1095
19:10 | 622.509 | 18.6165
19:15 | 607.8594 | 15.8723
19:20 | 604.9503 | 15.16
19:25 | 594.6489 | 13.9458
19:30 | 592.4672 | 11.9453
19:35 | 578.7575 | 23.6394
19:40 | 622.3077 | 19.1084
19:45 | 616.4405 | 17.3833
19:50 | 610.2101 | 15.6559
19:55 | 610.155 | 16.856
20:00 | 610.8264 | 16.2584
20:05 | 590.1313 | 17.9325
20:10 | 615.1972 | 18.4003
20:15 | 604.9181 | 15.0389
20:20 | 602.673 | 14.4461
20:25 | 587.7945 | 13.6946
20:30 | 601.8516 | 13.9958
20:35 | 602.3187 | 15.606
20:40 | 606.6401 | 16.4136
20:45 | 607.1607 | 17.5464
20:50 | 602.6124 | 15.7319
20:55 | 587.9039 | 16.0893
21:00 | 591.6656 | 16.3331
21:05 | 595.6673 | 21.7912
21:10 | 610.3393 | 22.0512
21:15 | 615.2955 | 22.7715
21:20 | 615.7933 | 20.6199
21:25 | 613.9043 | 19.2213
21:30 | 620.5625 | 19.4313
21:35 | 623.0645 | 22.304
21:40 | 637.7428 | 23.1396
21:45 | 628.3822 | 22.558
21:50 | 624.6513 | 22.4061
21:55 | 619.8498 | 22.2837
22:00 | 642.0112 | 23.0166
22:05 | 645.9706 | 43.476
22:10 | 654.7116 | 39.0548
22:15 | 635.1612 | 34.2161
22:20 | 612.7774 | 31.3565
22:25 | 599.8624 | 30.3253
22:30 | 610.6615 | 32.2205
22:35 | 595.6976 | 34.7025
22:40 | 603.9595 | 33.38
22:45 | 611.2401 | 32.795
22:50 | 604.8933 | 30.3155
22:55 | 605.4315 | 28.865
23:00 | 617.4629 | 26.842
23:05 | 608.0854 | 29.5827
23:10 | 603.5091 | 23.5398
23:15 | 579.8 | 23.0114
23:20 | 554.1083 | 19.3418
23:25 | 532.4781 | 19.3417
23:30 | 520.8329 | 16.9623
23:35 | 482.8975 | 19.7782
23:40 | 488.5031 | 20.45
23:45 | 474.49 | 22.5949
23:50 | 471.5572 | 21.4988
23:55 | 474.7938 | 22.1255
24:00 | 502.2186 | 22.9736
1 Spot prices capped at $300/MWh.

## Figure 52
Quarterly Energy Dynamics - Q4 2021 |  | Contents
Figures from the report, January 2022
Figure 52 Constraints affecting daytime flows
% of time N^^N_NIL_3 constraint binding by time of day
%
Time ending | N^^N_NIL_3
0:05 | 0%
0:10 | 0%
0:15 | 0%
0:20 | 0%
0:25 | 0%
0:30 | 0%
0:35 | 0%
0:40 | 0%
0:45 | 0%
0:50 | 0%
0:55 | 0%
1:00 | 0%
1:05 | 0%
1:10 | 0%
1:15 | 0%
1:20 | 0%
1:25 | 0%
1:30 | 0%
1:35 | 0%
1:40 | 0%
1:45 | 0%
1:50 | 0%
1:55 | 0%
2:00 | 0%
2:05 | 0%
2:10 | 0%
2:15 | 0%
2:20 | 0%
2:25 | 0%
2:30 | 0%
2:35 | 0%
2:40 | 0%
2:45 | 0%
2:50 | 0%
2:55 | 0%
3:00 | 0%
3:05 | 0%
3:10 | 0%
3:15 | 0%
3:20 | 0%
3:25 | 0%
3:30 | 0%
3:35 | 0%
3:40 | 0%
3:45 | 0%
3:50 | 0%
3:55 | 0%
4:00 | 0%
4:05 | 0%
4:10 | 0%
4:15 | 0%
4:20 | 0%
4:25 | 0%
4:30 | 0%
4:35 | 0%
4:40 | 0%
4:45 | 0%
4:50 | 0%
4:55 | 0%
5:00 | 0%
5:05 | 0%
5:10 | 0%
5:15 | 0%
5:20 | 0%
5:25 | 0%
5:30 | 0%
5:35 | 0%
5:40 | 0%
5:45 | 0%
5:50 | 0%
5:55 | 0%
6:00 | 0%
6:05 | 0%
6:10 | 0%
6:15 | 1.087%
6:20 | 4.348%
6:25 | 9.783%
6:30 | 11.96%
6:35 | 14.13%
6:40 | 15.22%
6:45 | 17.39%
6:50 | 21.74%
6:55 | 22.83%
7:00 | 26.09%
7:05 | 28.26%
7:10 | 35.87%
7:15 | 38.04%
7:20 | 41.3%
7:25 | 41.3%
7:30 | 39.13%
7:35 | 39.13%
7:40 | 40.22%
7:45 | 44.57%
7:50 | 42.39%
7:55 | 42.39%
8:00 | 43.48%
8:05 | 41.3%
8:10 | 39.13%
8:15 | 43.48%
8:20 | 44.57%
8:25 | 42.39%
8:30 | 43.48%
8:35 | 42.39%
8:40 | 46.74%
8:45 | 45.65%
8:50 | 48.91%
8:55 | 46.74%
9:00 | 47.83%
9:05 | 46.74%
9:10 | 45.65%
9:15 | 44.57%
9:20 | 47.83%
9:25 | 48.91%
9:30 | 45.65%
9:35 | 45.65%
9:40 | 48.91%
9:45 | 46.74%
9:50 | 42.39%
9:55 | 42.39%
10:00 | 44.57%
10:05 | 44.57%
10:10 | 42.39%
10:15 | 44.57%
10:20 | 48.91%
10:25 | 47.83%
10:30 | 48.91%
10:35 | 43.48%
10:40 | 43.48%
10:45 | 46.74%
10:50 | 47.83%
10:55 | 43.48%
11:00 | 42.39%
11:05 | 44.57%
11:10 | 46.74%
11:15 | 43.48%
11:20 | 39.13%
11:25 | 35.87%
11:30 | 39.13%
11:35 | 40.22%
11:40 | 38.04%
11:45 | 43.48%
11:50 | 42.39%
11:55 | 40.22%
12:00 | 39.13%
12:05 | 40.22%
12:10 | 38.04%
12:15 | 36.96%
12:20 | 41.3%
12:25 | 38.04%
12:30 | 39.13%
12:35 | 38.04%
12:40 | 42.39%
12:45 | 42.39%
12:50 | 42.39%
12:55 | 42.39%
13:00 | 41.3%
13:05 | 43.48%
13:10 | 45.65%
13:15 | 45.65%
13:20 | 46.74%
13:25 | 48.91%
13:30 | 44.57%
13:35 | 39.13%
13:40 | 39.13%
13:45 | 35.87%
13:50 | 41.3%
13:55 | 41.3%
14:00 | 43.48%
14:05 | 40.22%
14:10 | 44.57%
14:15 | 42.39%
14:20 | 47.83%
14:25 | 47.83%
14:30 | 50%
14:35 | 48.91%
14:40 | 46.74%
14:45 | 44.57%
14:50 | 51.09%
14:55 | 48.91%
15:00 | 42.39%
15:05 | 42.39%
15:10 | 44.57%
15:15 | 45.65%
15:20 | 45.65%
15:25 | 43.48%
15:30 | 43.48%
15:35 | 46.74%
15:40 | 42.39%
15:45 | 45.65%
15:50 | 45.65%
15:55 | 43.48%
16:00 | 35.87%
16:05 | 40.22%
16:10 | 41.3%
16:15 | 47.83%
16:20 | 47.83%
16:25 | 48.91%
16:30 | 45.65%
16:35 | 44.57%
16:40 | 41.3%
16:45 | 39.13%
16:50 | 41.3%
16:55 | 43.48%
17:00 | 41.3%
17:05 | 41.3%
17:10 | 43.48%
17:15 | 42.39%
17:20 | 36.96%
17:25 | 39.13%
17:30 | 36.96%
17:35 | 30.43%
17:40 | 29.35%
17:45 | 26.09%
17:50 | 18.48%
17:55 | 19.57%
18:00 | 21.74%
18:05 | 19.57%
18:10 | 19.57%
18:15 | 11.96%
18:20 | 9.783%
18:25 | 7.609%
18:30 | 4.348%
18:35 | 4.348%
18:40 | 3.261%
18:45 | 2.174%
18:50 | 2.174%
18:55 | 1.087%
19:00 | 0%
19:05 | 0%
19:10 | 0%
19:15 | 0%
19:20 | 0%
19:25 | 0%
19:30 | 0%
19:35 | 0%
19:40 | 0%
19:45 | 0%
19:50 | 0%
19:55 | 0%
20:00 | 0%
20:05 | 0%
20:10 | 0%
20:15 | 0%
20:20 | 0%
20:25 | 0%
20:30 | 0%
20:35 | 0%
20:40 | 0%
20:45 | 0%
20:50 | 0%
20:55 | 0%
21:00 | 0%
21:05 | 0%
21:10 | 0%
21:15 | 0%
21:20 | 0%
21:25 | 0%
21:30 | 0%
21:35 | 0%
21:40 | 0%
21:45 | 0%
21:50 | 0%
21:55 | 0%
22:00 | 0%
22:05 | 0%
22:10 | 0%
22:15 | 0%
22:20 | 0%
22:25 | 0%
22:30 | 0%
22:35 | 0%
22:40 | 0%
22:45 | 0%
22:50 | 0%
22:55 | 0%
23:00 | 0%
23:05 | 0%
23:10 | 0%
23:15 | 0%
23:20 | 0%
23:25 | 0%
23:30 | 0%
23:35 | 0%
23:40 | 0%
23:45 | 0%
23:50 | 0%
23:55 | 0%
0:00 | 0%

## Figure 53
Quarterly Energy Dynamics - Q4 2021 |  |  |  |  | Contents
Figures from the report, January 2022
Figure 53 Volatility in South Australia and Queensland lifts IRSR returns
Quarterly positive IRSR value
$million
Quarter/Year | Into NSW | Into QLD | Into SA | Into VIC
Q4 19 | 26.652 | 0.73985 | 11.8077 | 16.5027
Q1 20 | 101.7771 | 0.6393 | 6.0221 | 18.7478
Q2 20 | 18.4706 | 0.018482 | 1.8068 | 2.6853
Q3 20 | 20.2858 | 0.00086428 | 0.41983 | 11.9625
Q4 20 | 48.308 | 0.85862 | 0.82557 | 8.7745
Q1 21 | 17.465 | 0.97136 | 15.6803 | 3.2291
Q2 21 | 96.4301 | 10.2966 | 3.2222 | 4.9524
Q3 21 | 40.0937 | 0.38739 | 3.4795 | 6.9715
Q4 21 | 39.9571 | 10.0603 | 17.9251 | 5.6831

## Figure 54
Quarterly Energy Dynamics - Q1 2020 |  |  |  |  | Contents
Figures from the report, January 2022
Figure 54 Negative residues reduce but remain elevated
Quarterly negative inter-regional settlement residue
$million
Quarter/Year | Into NSW | Into QLD | Into SA | Into VIC
Q4 19 | -2.4162 | -0.013475 | -0.11911 | -0.39836
Q1 20 | -0.69977 | -0.0055433 | -0.11745 | -2.4399
Q2 20 | -0.33819 | -0.00096925 | -0.019758 | -0.091291
Q3 20 | -0.32291 | -2.377e-05 | -0.0087849 | -0.039466
Q4 20 | -1.7229 | -0.0024492 | -0.026483 | -3.6569
Q1 21 | -4.4645 | -0.0031628 | -0.5562 | -0.32468
Q2 21 | -13.4329 | -0.061437 | -0.099512 | -0.60776
Q3 21 | -11.0422 | -0.011309 | -0.080314 | -2.5126
Q4 21 | -5.6594 | -0.04586 | -0.10952 | -4.1891

## Figure 55
Quarterly Energy Dynamics - Q4 2021 | [7 empty] | Contents
Figures from the report, January 2022
Figure 55 Negative Residue Management constraints bind with record frequency
Proportion of dispatch intervals bound by NRM constraint
%
Year | Quarter | NRM_NSW1_QLD1 | NRM_NSW1_VIC1 | NRM_QLD1_NSW1 | NRM_SA1_VIC1 | NRM_VIC1_NSW1 | NRM_VIC1_SA1
2012 | Q3 | 0% | 0% | 0.6% | 0% | 0.21% | 0%
| Q4 | 0% | 0.08% | 0.28% | 0% | 0% | 0%
2013 | Q1 | 0% | 0.11% | 1.34% | 0% | 0.02% | 0.06%
| Q2 | 0% | 0% | 0.06% | 0% | 0.02% | 0.03%
| Q3 | 0% | 0% | 0.01% | 0% | 0% | 0%
| Q4 | 0% | 0.06% | 0% | 0% | 0.04% | 0%
2014 | Q1 | 0% | 0.08% | 0.09% | 0% | 0% | 0.01%
| Q2 | 0% | 0% | 0.04% | 0% | 0% | 0%
| Q3 | 0% | 0% | 0% | 0% | 0% | 0%
| Q4 | 0% | 0% | 0.34% | 0% | 0% | 0%
2015 | Q1 | 0% | 0.03% | 0.1% | 0% | 0% | 0%
| Q2 | 0% | 0% | 0% | 0% | 0.01% | 0%
| Q3 | 0% | 0.13% | 0% | 0% | 0% | 0%
| Q4 | 0% | 0.29% | 0% | 0% | 0.03% | 0%
2016 | Q1 | 0% | 0% | 0.22% | 0.03% | 0.1% | 0%
| Q2 | 0% | 0% | 0% | 0.04% | 0% | 0%
| Q3 | 0% | 0% | 0.06% | 0.22% | 0% | 0.18%
| Q4 | 0% | 0.16% | 0.04% | 0.01% | 0% | 1.03%
2017 | Q1 | 0% | 0% | 0.85% | 0.06% | 0.04% | 0.22%
| Q2 | 0% | 0% | 0.02% | 0% | 0% | 0%
| Q3 | 0% | 0% | 0% | 0% | 0% | 0%
| Q4 | 0% | 0% | 0% | 0% | 0% | 0%
2018 | Q1 | 0% | 0% | 0% | 0% | 0% | 0.02%
| Q2 | 0% | 0.11% | 0% | 0.13% | 0% | 0%
| Q3 | 0% | 0% | 0% | 0.24% | 0% | 0%
| Q4 | 0% | 0% | 0% | 0% | 0% | 0%
2019 | Q1 | 0% | 0.13% | 0% | 0% | 0.32% | 0%
| Q2 | 0% | 0% | 0.11% | 0% | 0% | 0%
| Q3 | 0% | 0% | 0.31% | 0% | 0.07% | 0%
| Q4 | 0% | 0% | 0% | 0% | 0.11% | 0%
2020 | Q1 | 0% | 0.29% | 0% | 0.15% | 0.01% | 0%
| Q2 | 0% | 0% | 0% | 0% | 0% | 0%
| Q3 | 0% | 0% | 0.06% | 0% | 0% | 0%
| Q4 | 0% | 0.71% | 0.21% | 0% | 0% | 0%
2021 | Q1 | 0% | 0.04% | 0.01% | 0% | 0% | 0.02%
| Q2 | 0.01% | 0% | 1.78% | 0% | 0.02% | 0.04%
| Q3 | 0% | 0.5% | 1.25% | 0% | 0% | 0%
| Q4 | 0% | 0.5% | 1.52% | 0% | 0.02% | 0%

## Figure 56
Quarterly Energy Dynamics - Q4 2021 | [5 empty] | Contents
Figures from the report, January 2022
Figure 56 FCAS and directions continue to elevate NEM system costs
Quarterly system costs by category
$million
Year | Quarter | FCAS | RERT | Directions | Curtailment
2019 | Q4 | 80.5347 | 4.87 | 12.7741 | 12.4383
2020 | Q1 | 227.3539 | 34.37 | 31.8607 | 13.8299
| Q2 | 44.0075 | 0 | 10.5538 | 6.9677
| Q3 | 35.5857 | 0 | 7.2937 | 11.3293
| Q4 | 49.1749 | 0 | 15.9635 | 9.9473
2021 | Q1 | 33.2805 | 0 | 22.8595 | 3.2197
| Q2 | 142.4625 | 0.45288 | 8.6772 | 5.7581
| Q3 | 130.2088 | 0 | 25.3249 | 16.1744
| Q4 | 132.4512 | 0 | 34.2294 | 14.6152

## Figure 57
Quarterly Energy Dynamics - Q4 2021 | [5 empty] | Contents
Figures from the report, January 2022
Figure 57 Queensland FCAS costs remain high
Quarterly FCAS cost by region1
$million
Quarter/Year | NSW | QLD | SA | TAS | VIC
Q1 20 | 43.8238 | 41.5629 | 112.7904 | 6.2099 | 22.9669
Q2 20 | 12.9859 | 13.5018 | 3.321 | 5.1534 | 9.0455
Q3 20 | 9.4778 | 10.9625 | 2.6972 | 5.9624 | 6.4858
Q4 20 | 10.5081 | 20.7601 | 3.3306 | 6.9997 | 7.5763
Q1 21 | 7.1645 | 6.3786 | 7.3331 | 7.0582 | 5.3461
Q2 21 | 21.3096 | 91.5731 | 4.7188 | 9.6668 | 15.1943
Q3 21 | 19.238 | 85.0961 | 4.9321 | 7.528 | 13.4146
Q4 21 | 13.0161 | 98.9142 | 2.6514 | 8.5023 | 9.3673
1 Based on AEMO Settlement data and represents preliminary data that will be subject to minor revisions.

## Figure 58
Quarterly Energy Dynamics - Q4 2021
Figures from the report, January 2022
Figure 58 Battery provision of FCAS increases with VBB commissioning |  |  |  | Contents
Change in FCAS supply by fuel/technology type and market – Q4 2021 versus Q3 2021
MW
Fuel Type | Regulation | Contingency Raise | Contingency Lower
Battery | 14.1374 | 50.0659 | 61.4184
Black Coal | -25.7721 | -22.1569 | -22.8895
Brown Coal | 27.102 | -10.6388 | 23.7211
Gas | -14.3051 | -33.9778 | -20.7329
Hydro | 3.9319 | 13.1797 | 27.8491
Liquid Fuel | 0.00037742 | -0.061364 | -0.22786
Wind | -5.8174 | 0.0017505 | -0.00024877
Demand response | 0 | 40.7306 | 2.027
Virtual power plant | 0 | 3.56 | -0.1884

## Figure 59
Quarterly Energy Dynamics - Q4 2021 |  |  |  | Contents
Figures from the report, January 2022
Figure 59 Top 2 days accounted for 77% of Queensland’s Q4 FCAS costs
Queensland top five highest FCAS cost days in Q4 2021
$million
| Regulation | Contingency Raise | Contingency Lower
11-Nov | 0.025233 | 56.8359 | 0.008796
16-Oct | 0.023897 | 0.063757 | 19.5757
8-Nov | 0.039186 | 0.11981 | 5.2579
4-Nov | 0.027001 | 3.3757 | 0.09448
4-Oct | 0.040294 | 1.7155 | 0.056808

## Figure 60
Quarterly Energy Dynamics - Q4 2021 |  |  | Contents
Figures from the report, January 2022
Figure 60 South Australian directions cost and time reached new highs
Time and cost of system security directions (energy only) in South Australia
$million [LHS]; % [RHS]
Quarter/Year | SA Direction cost [LHS] | SA Direction time [RHS]
Q1 20 | 15.7683 | 34.25%
Q2 20 | 10.5538 | 27.24%
Q3 20 | 7.2937 | 20.71%
Q4 20 | 15.9622 | 63.74%
Q1 21 | 22.8595 | 69.91%
Q2 21 | 8.6772 | 30.24%
Q3 21 | 25.3249 | 51.25%
Q4 21 | 34.2294 | 85.68%
Note: direction costs are preliminary costs which are subject to revision
562 | 433.9487

## Figure 61
Quarterly Energy Dynamics - Q4 2021 |  |  | Contents
Figures from the report, January 2022
Figure 61 Reduced directions since update in system strength limits
SA gas generation directed
MW [LHS]; %[RHS]
Quarter/Year | Directed output [LHS] | % of gas generation output directed [RHS]
Q4 20 | 100.5824 | 20.15%
Q1 21 | 118.7844 | 29.52%
Q2 21 | 46.331 | 7.024%
Q3 21 | 99.9432 | 16.27%
2021-10-01 | 213.0722 | 58.34%
2021-11-01 | 117.2999 | 35.14%
2021-12-01 | 51.4594 | 17.22%

## Figure 62
Quarterly Energy Dynamics - Q4 2021 |  |  |  |  | Contents
Figures from the report, January 2022
Figure 62 No of gas generation units directed reduced
% of time number of gas generation units directed
%
Month/Year | 1 unit | 2 units | 3 units | 4 units
2020-10-01 | 17.5739 | 30.2083 | 18.414 | 0
2020-11-01 | 23.9583 | 16.713 | 16.6551 | 0.45139
2020-12-01 | 20.4189 | 23.2415 | 23.3983 | 0
2021-01-01 | 17.7307 | 24.4736 | 22.6478 | 0.089606
2021-02-01 | 21.5154 | 25.6696 | 16.2946 | 0
2021-03-01 | 31.026 | 30.8804 | 13.4745 | 5.3091
2021-04-01 | 20.9259 | 14.3056 | 11.1806 | 2.9745
2021-05-01 | 11.5591 | 10.6183 | 2.0833 | 0
2021-06-01 | 9.4329 | 7.2569 | 0 | 0
2021-07-01 | 10.0358 | 17.2715 | 19.478 | 0
2021-08-01 | 9.0838 | 13.6649 | 14.3705 | 0.99686
2021-09-01 | 13.5648 | 13.8889 | 36.7014 | 5.2778
2021-10-01 | 9.5206 | 22.7935 | 48.5551 | 15.3002
2021-11-01 | 19.7569 | 38.6111 | 35.1736 | 0.20833
2021-12-01 | 29.6483 | 37.3432 | 0.40323 | 0

## Figure 63
Quarterly Energy Dynamics - Q4 2021 | [5 empty] | Contents
Figures from the report, January 2022
Figure 63 VRE curtailment continues to rise
Average NEM VRE curtailed by curtailment type
MW
Quarter/Year | System strength | Market response | Other | Solar | Separation
Q4 19 | 26.113 | 27.8483 | 40.1814 | 74.5372 | 0
Q1 20 | 9.1654 | 30.9292 | 21.8732 | 54.6911 | 72.58
Q2 20 | 49.6893 | 20.4507 | 20.1544 | 9.9149 | 0
Q3 20 | 80.4112 | 58.9194 | 47.8642 | 0 | 0
Q4 20 | 51.046 | 77.9662 | 61.5821 | 0 | 0
Q1 21 | 5.1781 | 50.903 | 32.0871 | 0 | 0
Q2 21 | 36.237 | 52.5361 | 29.6751 | 0 | 0
Q3 21 | 104.0938 | 167.5287 | 79.0402 | 0 | 0
Q4 21 | 16.889 | 209.3923 | 148.591 | 0 | 0
Note: curtailment amount is based on combination of market data and AEMO estimates. For more information on the calculation, see www.wattclarity.com.au/articles/2020/06/not-as-simple-as-it-appears-estimating-curtailment-of-renewable-generation/?utm_source =rss&utm_medium=rss&utm_campaign=not-as-simple-as-it-appears-estimating-curtailment-of-renewable-generation.

## Figure 64
Quarterly Energy Dynamics - Q4 2021 |  |  | Contents
Figures from the report, January 2022
Figure 64 Grid-solar curtailment accounted for 61% of total
Average NEM VRE curtailed by fuel type
MW
Quarter/Year | Wind | Grid Solar
Q4 19 | 53.9066 | 114.7733
Q1 20 | 115.2491 | 73.9897
Q2 20 | 74.7486 | 25.4607
Q3 20 | 142.0819 | 45.1129
Q4 20 | 120.7151 | 69.8792
Q1 21 | 49.0102 | 39.1581
Q2 21 | 72.9805 | 45.4676
Q3 21 | 204.5049 | 146.1578
Q4 21 | 145.7186 | 229.1537

## Figure 65
Quarterly Energy Dynamics - Q4 2021 |  |  |  |  | Contents
Figures from the report, January 2022
Figure 65 Record thermal coal price continue
No. of grid-solar rebids by region - monthly
Count
Month/Year | NSW | QLD | SA | VIC
2020-10-01 | 861 | 15585 | 315 | 872
2020-11-01 | 914 | 12235 | 488 | 824
2020-12-01 | 862 | 10683 | 548 | 1792
2021-01-01 | 898 | 8711 | 347 | 1202
2021-02-01 | 686 | 6761 | 542 | 1020
2021-03-01 | 655 | 8941 | 632 | 628
2021-04-01 | 1043 | 13762 | 582 | 1353
2021-05-01 | 2191 | 15083 | 641 | 1681
2021-06-01 | 2052 | 14758 | 1198 | 1524
2021-07-01 | 1919 | 14784 | 1236 | 1981
2021-08-01 | 3324 | 19032 | 1511 | 2492
2021-09-01 | 6570 | 29809 | 2780 | 4577
2021-10-01 | 23722 | 13160 | 8199 | 9201
2021-11-01 | 15316 | 9310 | 5457 | 6844
2021-12-01 | 31034 | 3546 | 1420 | 11327

## Figure 66
Quarterly Energy Dynamics - Q4 2021 |  |  |  |  | Contents
Figures from the report, January 2022
Figure 66 Increased curtailment influence rebidding
Average grid-solar curtailment by region - monthly
MW
Month/Year | NSW | QLD | SA | VIC
2021-07-01 | 14.9894 | 18.8916 | 4.885 | 11.4301
2021-08-01 | 42.4835 | 42.2522 | 12.6857 | 23.2857
2021-09-01 | 77.4155 | 135.5252 | 25.8153 | 32.8685
2021-10-01 | 123.56 | 92.2985 | 30.6422 | 47.4868
2021-11-01 | 50.7314 | 63.2206 | 17.4346 | 38.8744
2021-12-01 | 82.5071 | 22.142 | 16.7475 | 99.9163

## Figure 67
Quarterly Energy Dynamics - Q4 2021 | [5 empty] | Contents
Figures from the report, January 2022
Figure 67 Curtailment percentage growing in Victoria and New South Wales, moderating elsewhere
% VRE curtailed by NEM region
%
Quarter/Year | VIC1 | NSW1 | SA1 | QLD1 | TAS1
Q1 19 | 0.6353% | 0.8783% | 1.124% | 2.101% | 0%
Q2 19 | 1.117% | 0.8907% | 4.893% | 0.8454% | 0%
Q3 19 | 4.349% | 0.4756% | 7.948% | 7.16% | 0%
Q4 19 | 11.22% | 2.808% | 7.962% | 4.594% | 0%
Q1 20 | 14.36% | 2.378% | 10.58% | 1.297% | 0%
Q2 20 | 3.907% | 0.8016% | 8.136% | 3.855% | 0%
Q3 20 | 4.315% | 0.9588% | 9.291% | 13.75% | 0%
Q4 20 | 6.953% | 1.239% | 9.133% | 7.635% | 1.445%
Q1 21 | 3.317% | 1.323% | 6.192% | 0.7531% | 0.9254%
Q2 21 | 3.383% | 1.346% | 7.389% | 6.192% | 0.7696%
Q3 21 | 7.617% | 5.017% | 16.09% | 11.55% | 1.125%
Q4 21 | 11.54% | 7.887% | 9.805% | 9.848% | 1.273%

## Figure 68
Quarterly Energy Dynamics - Q4 2021 |  |  |  |  | Contents
Figures from the report, January 2022
Figure 68 GLNG and QCLNG drive record calendar year flows to Curtis Island for LNG export
Total quarterly pipeline flows to Curtis Island
PJ
Year | Date | APLNG | GLNG | QCLNG
2016 | Q1 | 47.5566 | 59.3818 | 126.8197
| Q2 | 64.3407 | 61.794 | 121.5893
| Q3 | 75.2914 | 80.329 | 119.9945
| Q4 | 106.96 | 77.211 | 118.6537
2017 | Q1 | 108.3051 | 83.305 | 106.3651
| Q2 | 133.3585 | 65.474 | 98.8407
| Q3 | 132.1148 | 73.826 | 94.0428
| Q4 | 141.288 | 94.41 | 87.244
2018 | Q1 | 125.1449 | 73.999 | 107.936
| Q2 | 113.9734 | 75.057 | 103.056
| Q3 | 121.9868 | 70.8266 | 115.81
| Q4 | 134.7034 | 77.8001 | 117.0964
2019 | Q1 | 133.0925 | 79.5349 | 116.4717
| Q2 | 127.6073 | 77.1595 | 118.4729
| Q3 | 132.2425 | 74.5974 | 117.1413
| Q4 | 145.0221 | 82.7078 | 121.347
2020 | Q1 | 129.1786 | 94.9991 | 113.8285
| Q2 | 116.1255 | 82.3403 | 118.1061
| Q3 | 119.6935 | 78.1593 | 115.5721
| Q4 | 140.3451 | 105.7645 | 123.4208
2021 | Q1 | 140.3509 | 94.9108 | 121.5647
| Q2 | 136.4582 | 88.56 | 110.8198
| Q3 | 121.7464 | 105.9027 | 117.9992
| Q4 | 142.8133 | 97.6732 | 128.5564

## Figure 69
Quarterly Energy Dynamics - Q4 2021 |  |  | Contents
Figures from the report, January 2022
Figure 69 Domestic prices increase but remain well below international prices
ACCC netback and GSH average gas price by month
$/GJ
Month/Year | GSH | ACCC Netback
2020-01-01 | 6.1389 | 6.29
2020-02-01 | 5.3121 | 5.86
2020-03-01 | 4.3886 | 3.85
2020-04-01 | 4.41 | 3.73
2020-05-01 | 5.29 | 3.5
2020-06-01 | 3.32 | 2.44
2020-07-01 | 3.47 | 2.29
2020-08-01 | 3.67 | 2.36
2020-09-01 | 4.41 | 3.14
2020-10-01 | 5.42 | 4.71
2020-11-01 | 6.01 | 5.71
2020-12-01 | 6.61 | 7.61
2021-01-01 | 6.39 | 8.73
2021-02-01 | 6.02 | 19.62
2021-03-01 | 5.96 | 8.56
2021-04-01 | 6.81 | 6.44
2021-05-01 | 7.25 | 7.64
2021-06-01 | 10.28 | 9.69
2021-07-01 | 13.9558 | 11.74
2021-08-01 | 8.5285 | 14.38
2021-09-01 | 8.33 | 14.85
2021-10-01 | 8.36 | 22.1753
2021-11-01 | 11.82 | 39.3539
2021-12-01 | 12.266 | 35.5309

## Figure 70
Quarterly Energy Dynamics - Q4 2021 | [5 empty] | Contents
Figures from the report, January 2022
Figure 70 DWGM bids driving price increases in November and December 2021
DWGM – proportion of marginal bids by price band
%
| $4-7/GJ | $7-9/GJ | $9-11/GJ | $11-14/GJ | $14-20/GJ
Q4 2020 | 40.43% | 21.96% | 12.96% | 12.36% | 12.29%
2021-07-01 | 7.674% | 24.06% | 11.49% | 18.44% | 38.35%
2021-08-01 | 19.92% | 32.53% | 18.31% | 10.29% | 18.95%
2021-09-30 | 14.95% | 48.13% | 15.77% | 9.574% | 11.58%
2021-10-01 | 12.58% | 44.07% | 18.92% | 12.83% | 11.6%
2021-11-01 | 1.29% | 6.126% | 25.8% | 32.64% | 34.15%
2021-12-31 | 1.778% | 4.783% | 23.41% | 28.4% | 41.63%

## Figure 71
Quarterly Energy Dynamics - Q4 2021 | Contents
Figures from the report, January 2022
Figure 71 Asian LNG price rallied to new record
Asian LNG price in A$/GJ
AUD/GJ
This data is externally sourced, non-AEMO data
Source: Bloomberg ICE data in 14-day averages

## Figure 72
Quarterly Energy Dynamics - Q4 2021 | Contents
Figures from the report, January 2022
Figure 72 Brent Crude steadies late in quarter
Brent Crude oil in A$/Barrel
AUD/Barrel
This data is externally sourced, non-AEMO data
Source: Bloomberg data in 14-day averages

## Figure 73
Quarterly Energy Dynamics - Q4 2021 | Contents
Figures from the report, January 2022
Figure 73 Thermal coal decline from record high
Newcastle export thermal coal A$/Tonne
AUD/Tonne
This data is externally sourced, non-AEMO data
Source: Bloomberg data

## Figure 74
Quarterly Energy Dynamics - Q4 2021 |  |  | Contents
Figures from the report, January 2022
Figure 74 East coast gas production down 2%
Change in east coast gas supply – Q4 2021 versus Q4 2020
PJ
Change
Non-QLD | NGP | -1.001
| Longford | 2.8819
| Otway | 1.9059
| Moomba | -2.5693
| Bass Gas | -1.2325
| Orbost | 2.0624
| Athena | 0.4
QLD | APLNG | -2.5427
| GLNG | 2.636
| QCLNG | -3.6822
| Other* | -0.082193

## Figure 75
Quarterly Energy Dynamics - Q4 2021 |  |  |  | Contents
Figures from the report, January 2022
Figure 75 Victorian gas exports partially offset Queensland domestic supply
QLD domestic supply and Victorian gas exports by quarter
PJ
Year | Quarter | QLD Domestic Supply | Vic Exports to NSW, SA and Tas
2018 | Q4 | 18.1234 | 34.6079
2019 | Q1 | 28.554 | 32.7113
| Q2 | 39.1561 | 24.9706
| Q3 | 48.8194 | 24.8069
| Q4 | 30.6038 | 25.2462
2020 | Q1 | 33.0707 | 19.5279
| Q2 | 47.4707 | 15.4677
| Q3 | 52.5214 | 18.3261
| Q4 | 21.4086 | 30.5719
2021 | Q1 | 18.3188 | 30.5719
| Q2 | 38.7347 | 28.9361
| Q3 | 37.2259 | 30.6555
| Q4 | 17.5459 | 34.4652

## Figure 76
Quarterly Energy Dynamics - Q4 2021 | [5 empty] | Contents
Figures from the report, January 2022
Figure 76 Iona heavily utilised in November before recovering
Iona storage levels
PJ
Date | 2017 | 2018 | 2019 | 2020 | 2021
2017-01-01 | 13.1343 | 17.5673 | 15.202 | 16.357 | 17.503
2017-01-02 | 13.2949 | 17.6875 | 15.344 | 16.484 | 17.639
2017-01-03 | 13.4313 | 17.8124 | 15.436 | 16.571 | 17.763
2017-01-04 | 13.5233 | 17.9173 | 15.54 | 16.685 | 17.884
2017-01-05 | 13.6283 | 17.9988 | 15.682 | 16.794 | 18.003
2017-01-06 | 13.5491 | 18.0601 | 15.829 | 16.881 | 18.127
2017-01-07 | 13.6015 | 18.1693 | 15.961 | 16.979 | 18.246
2017-01-08 | 13.6614 | 18.2274 | 16.105 | 17.062 | 18.375
2017-01-09 | 13.6758 | 18.3302 | 16.223 | 17.127 | 18.508
2017-01-10 | 13.7021 | 18.3963 | 16.334 | 17.2 | 18.601
2017-01-11 | 13.7683 | 18.3975 | 16.435 | 17.324 | 18.664
2017-01-12 | 13.8225 | 18.4153 | 16.572 | 17.414 | 18.744
2017-01-13 | 13.8956 | 18.5235 | 16.718 | 17.508 | 18.838
2017-01-14 | 13.9958 | 18.6292 | 16.677 | 17.561 | 18.93
2017-01-15 | 14.0734 | 18.705 | 16.51 | 17.552 | 19.058
2017-01-16 | 14.0341 | 18.7522 | 16.42 | 17.691 | 19.21
2017-01-17 | 14.0012 | 18.7583 | 16.347 | 17.804 | 19.329
2017-01-18 | 14.1201 | 18.6336 | 16.375 | 17.926 | 19.442
2017-01-19 | 14.255 | 18.5301 | 16.53 | 18.026 | 19.515
2017-01-20 | 14.3998 | 18.6128 | 16.681 | 18.11 | 19.576
2017-01-21 | 14.4772 | 18.5762 | 16.689 | 18.176 | 19.614
2017-01-22 | 14.5731 | 18.5167 | 16.469 | 18.264 | 19.664
2017-01-23 | 14.6246 | 18.5144 | 16.288 | 18.344 | 19.719
2017-01-24 | 14.7672 | 18.5063 | 16.038 | 18.414 | 19.756
2017-01-25 | 14.8794 | 18.4786 | 15.759 | 18.522 | 19.829
2017-01-26 | 15.0258 | 18.5478 | 15.84 | 18.61 | 19.945
2017-01-27 | 15.1522 | 18.5364 | 15.967 | 18.694 | 20.056
2017-01-28 | 15.2719 | 18.476 | 16.079 | 18.758 | 20.16
2017-01-29 | 15.3691 | 18.4419 | 15.999 | 18.749 | 20.294
2017-01-30 | 15.378 | 18.5052 | 15.827 | 18.6 | 20.426
2017-01-31 | 15.485 | 18.5869 | 15.935 | 18.273 | 20.564
2017-02-01 | 15.6037 | 18.6941 | 16.078 | 18.089 | 20.689
2017-02-02 | 15.6899 | 18.7925 | 16.11 | 17.973 | 20.798
2017-02-03 | 15.7474 | 18.9435 | 16.096 | 17.841 | 20.913
2017-02-04 | 15.8617 | 19.0499 | 16.166 | 17.791 | 21.025
2017-02-05 | 15.9866 | 19.0719 | 16.265 | 17.677 | 21.14
2017-02-06 | 16.0739 | 19.0469 | 16.181 | 17.69 | 21.226
2017-02-07 | 16.1904 | 18.9955 | 16.192 | 17.737 | 21.319
2017-02-08 | 16.1377 | 18.9882 | 16.301 | 17.816 | 21.401
2017-02-09 | 15.9903 | 18.9483 | 16.441 | 17.846 | 21.471
2017-02-10 | 15.9912 | 19.0875 | 16.602 | 17.834 | 21.545
2017-02-11 | 16.063 | 19.2069 | 16.74 | 17.869 | 21.636
2017-02-12 | 16.1837 | 19.2598 | 16.876 | 17.923 | 21.734
2017-02-13 | 16.3058 | 19.3032 | 16.948 | 17.94 | 21.847
2017-02-14 | 16.3136 | 19.3565 | 17.007 | 17.951 | 21.942
2017-02-15 | 16.403 | 19.4108 | 17.101 | 18.037 | 22.036
2017-02-16 | 16.4344 | 19.4721 | 17.246 | 18.097 | 22.106
2017-02-17 | 16.5287 | 19.5664 | 17.37 | 18.13 | 22.178
2017-02-18 | 16.6397 | 19.6626 | 17.485 | 18.242 | 22.243
2017-02-19 | 16.7438 | 19.7553 | 17.542 | 18.29 | 22.301
2017-02-20 | 16.7957 | 19.8816 | 17.575 | 18.328 | 22.403
2017-02-21 | 16.87 | 19.9591 | 17.592 | 18.389 | 22.515
2017-02-22 | 16.9759 | 19.9614 | 17.685 | 18.498 | 22.621
2017-02-23 | 17.0664 | 19.9716 | 17.782 | 18.606 | 22.72
2017-02-24 | 17.2072 | 20.0596 | 17.894 | 18.644 | 22.802
2017-02-25 | 17.3578 | 20.1799 | 17.95 | 18.677 | 22.855
2017-02-26 | 17.5042 | 20.3131 | 18.04 | 18.731 | 22.914
2017-02-27 | 17.588 | 20.4363 | 18.075 | 18.775 | 22.972
2017-02-28 | 17.6238 | 20.5708 | 17.975 | 18.84 | 23.028
2017-03-01 | 17.7077 | 20.6543 | 18.011 | 18.91 | 23.026
2017-03-02 | 17.8392 | 20.6855 | 18.108 | 18.99 | 22.944
2017-03-03 | 17.9692 | 20.765 | 18.209 | 19.006 | 22.901
2017-03-04 | 18.1086 | 20.839 | 18.196 | 19.041 | 22.912
2017-03-05 | 18.2536 | 20.8937 | 18.244 | 19 | 22.922
2017-03-06 | 18.3835 | 20.9157 | 18.36 | 19.012 | 22.957
2017-03-07 | 18.5032 | 20.9514 | 18.505 | 18.903 | 22.994
2017-03-08 | 18.6103 | 20.9755 | 18.635 | 18.977 | 23.021
2017-03-09 | 18.7071 | 20.9039 | 18.745 | 19.058 | 23.037
2017-03-10 | 18.8163 | 20.9112 | 18.807 | 19.163 | 23.039
2017-03-11 | 18.9275 | 20.9847 | 18.869 | 19.258 | 22.999
2017-03-12 | 19.0452 | 21.0458 | 18.899 | 19.33 | 22.979
2017-03-13 | 19.1527 | 21.1166 | 18.833 | 19.358 | 22.997
2017-03-14 | 19.2165 | 21.0895 | 18.68 | 19.429 | 22.931
2017-03-15 | 19.333 | 21.055 | 18.641 | 19.471 | 22.856
2017-03-16 | 19.4503 | 21.0195 | 18.68 | 19.537 | 22.812
2017-03-17 | 19.5791 | 21.0164 | 18.685 | 19.593 | 22.792
2017-03-18 | 19.7 | 21.0044 | 18.65 | 19.614 | 22.794
2017-03-19 | 19.7644 | 20.991 | 18.621 | 19.669 | 22.808
2017-03-20 | 19.7202 | 20.9726 | 18.57 | 19.734 | 22.909
2017-03-21 | 19.7367 | 20.9987 | 18.461 | 19.772 | 23.007
2017-03-22 | 19.8088 | 21.059 | 18.298 | 19.822 | 22.981
2017-03-23 | 19.9264 | 21.0912 | 18.276 | 19.862 | 23.011
2017-03-24 | 19.996 | 21.1921 | 18.317 | 19.838 | 23.073
2017-03-25 | 20.1083 | 21.2725 | 18.31 | 19.706 | 23.111
2017-03-26 | 20.2051 | 21.274 | 18.275 | 19.658 | 23.113
2017-03-27 | 20.2834 | 21.3108 | 18.184 | 19.598 | 23.154
2017-03-28 | 20.2865 | 21.3394 | 18.083 | 19.55 | 23.226
2017-03-29 | 20.2962 | 21.3559 | 18.098 | 19.488 | 23.21
2017-03-30 | 20.2718 | 21.4493 | 17.97 | 19.415 | 23.165
2017-03-31 | 20.3316 | 21.5444 | 17.873 | 19.263 | 23.195
2017-04-01 | 20.4291 | 21.6482 | 17.686 | 19.142 | 23.319
2017-04-02 | 20.5352 | 21.7312 | 17.458 | 18.981 | 23.439
2017-04-03 | 20.64 | 21.7666 | 17.354 | 18.89 | 23.566
2017-04-04 | 20.7432 | 21.8038 | 17.317 | 18.892 | 23.69
2017-04-05 | 20.7419 | 21.8042 | 17.392 | 18.853 | 23.799
2017-04-06 | 20.7763 | 21.7901 | 17.464 | 18.82 | 23.877
2017-04-07 | 20.8396 | 21.7909 | 17.535 | 18.703 | 23.933
2017-04-08 | 20.9431 | 21.8145 | 17.59 | 18.664 | 23.939
2017-04-09 | 21.0337 | 21.818 | 17.532 | 18.631 | 23.946
2017-04-10 | 20.9855 | 21.8077 | 17.382 | 18.607 | 23.946
2017-04-11 | 20.9716 | 21.8277 | 17.236 | 18.64 | 23.946
2017-04-12 | 20.9352 | 21.8667 | 17.102 | 18.63 | 23.946
2017-04-13 | 20.9779 | 21.9542 | 17.07 | 18.558 | 23.945
2017-04-14 | 21.0329 | 21.9866 | 17.092 | 18.547 | 23.945
2017-04-15 | 21.0917 | 22.0281 | 17.089 | 18.602 | 23.945
2017-04-16 | 21.1479 | 22.0949 | 17.098 | 18.602 | 23.945
2017-04-17 | 21.1482 | 22.105 | 17.135 | 18.601 | 23.945
2017-04-18 | 21.1482 | 22.1368 | 17.245 | 18.592 | 23.945
2017-04-19 | 21.1482 | 22.0939 | 17.399 | 18.606 | 23.945
2017-04-20 | 21.1482 | 22.0298 | 17.59 | 18.632 | 23.945
2017-04-21 | 21.1482 | 22.0923 | 17.782 | 18.625 | 23.945
2017-04-22 | 21.1482 | 22.1738 | 17.956 | 18.612 | 23.945
2017-04-23 | 21.1482 | 22.2539 | 18.071 | 18.667 | 23.945
2017-04-24 | 21.1482 | 22.2871 | 18.184 | 18.715 | 23.945
2017-04-25 | 21.1482 | 22.35 | 18.338 | 18.784 | 23.945
2017-04-26 | 21.1482 | 22.3261 | 18.479 | 18.854 | 23.945
2017-04-27 | 21.1482 | 22.3793 | 18.58 | 18.898 | 23.945
2017-04-28 | 21.1482 | 22.4233 | 18.704 | 18.898 | 23.945
2017-04-29 | 21.1482 | 22.4908 | 18.735 | 18.897 | 23.945
2017-04-30 | 21.1622 | 22.558 | 18.848 | 18.907 | 23.976
2017-05-01 | 21.2218 | 22.6299 | 18.957 | 18.904 | 24.046
2017-05-02 | 21.2419 | 22.6993 | 19.031 | 18.775 | 24.123
2017-05-03 | 21.1567 | 22.765 | 19.161 | 18.75 | 24.197
2017-05-04 | 21.1411 | 22.785 | 19.231 | 18.752 | 24.193
2017-05-05 | 21.2214 | 22.8719 | 19.262 | 18.644 | 24.242
2017-05-06 | 21.303 | 22.955 | 19.252 | 18.712 | 24.318
2017-05-07 | 21.291 | 22.9963 | 19.299 | 18.833 | 24.401
2017-05-08 | 21.1703 | 22.9884 | 19.292 | 18.971 | 24.448
2017-05-09 | 21.017 | 22.9833 | 19.263 | 19.096 | 24.534
2017-05-10 | 20.9779 | 22.9035 | 19.209 | 19.167 | 24.554
2017-05-11 | 20.8617 | 22.8747 | 19.331 | 19.162 | 24.534
2017-05-12 | 20.672 | 22.9638 | 19.496 | 19.174 | 24.449
2017-05-13 | 20.5042 | 23.0347 | 19.578 | 19.104 | 24.316
2017-05-14 | 20.3792 | 22.8703 | 19.648 | 18.958 | 24.195
2017-05-15 | 20.1456 | 22.6996 | 19.617 | 18.806 | 24.038
2017-05-16 | 20.048 | 22.3887 | 19.64 | 18.726 | 23.926
2017-05-17 | 20.0553 | 22.2269 | 19.666 | 18.662 | 23.688
2017-05-18 | 20.093 | 22.1567 | 19.806 | 18.623 | 23.412
2017-05-19 | 20.166 | 22.1879 | 19.964 | 18.544 | 23.347
2017-05-20 | 20.2574 | 22.2466 | 19.998 | 18.503 | 23.188
2017-05-21 | 20.3581 | 22.3069 | 20.01 | 18.464 | 23.008
2017-05-22 | 20.4576 | 22.2894 | 20.036 | 18.206 | 22.913
2017-05-23 | 20.5478 | 22.1867 | 20.115 | 17.994 | 22.855
2017-05-24 | 20.6024 | 22.0983 | 20.24 | 18.038 | 22.84
2017-05-25 | 20.6639 | 22.0028 | 20.394 | 18.073 | 22.859
2017-05-26 | 20.6776 | 22.0638 | 20.538 | 18.035 | 22.736
2017-05-27 | 20.7697 | 22.1194 | 20.496 | 18.02 | 22.611
2017-05-28 | 20.8552 | 22.1564 | 20.514 | 17.945 | 22.423
2017-05-29 | 20.808 | 22.1352 | 20.412 | 17.954 | 22.289
2017-05-30 | 20.7484 | 21.9966 | 20.263 | 17.935 | 22.079
2017-05-31 | 20.569 | 21.8343 | 20.173 | 18.037 | 21.843
2017-06-01 | 20.4132 | 21.6421 | 20.29 | 18.161 | 21.601
2017-06-02 | 20.2765 | 21.4881 | 20.371 | 18.169 | 21.456
2017-06-03 | 20.1921 | 21.3547 | 20.158 | 18.189 | 21.305
2017-06-04 | 20.0725 | 21.1437 | 19.901 | 18.134 | 21.066
2017-06-05 | 19.9259 | 21.0061 | 19.59 | 18.152 | 20.784
2017-06-06 | 19.7853 | 20.9367 | 19.435 | 18.059 | 20.641
2017-06-07 | 19.6151 | 20.9467 | 19.483 | 18.084 | 20.483
2017-06-08 | 19.4187 | 20.8721 | 19.564 | 18.115 | 20.235
2017-06-09 | 19.326 | 20.906 | 19.721 | 18.065 | 19.967
2017-06-10 | 19.1939 | 20.9528 | 19.867 | 17.876 | 19.642
2017-06-11 | 19.1103 | 21.0383 | 20.004 | 17.703 | 19.295
2017-06-12 | 19.0623 | 21.078 | 20.109 | 17.457 | 18.966
2017-06-13 | 18.9374 | 21.0125 | 20.15 | 17.43 | 18.715
2017-06-14 | 18.8565 | 20.9129 | 20.159 | 17.515 | 18.42
2017-06-15 | 18.765 | 20.809 | 20.11 | 17.639 | 18.076
2017-06-16 | 18.6608 | 20.7001 | 20.066 | 17.763 | 17.734
2017-06-17 | 18.5665 | 20.5147 | 19.956 | 17.884 | 17.306
2017-06-18 | 18.5825 | 20.3174 | 19.65 | 17.858 | 16.883
2017-06-19 | 18.5012 | 20.0479 | 19.677 | 17.873 | 16.573
2017-06-20 | 18.4516 | 19.7362 | 19.323 | 18 | 16.191
2017-06-21 | 18.382 | 19.3476 | 18.97 | 18.128 | 15.731
2017-06-22 | 18.311 | 19.0824 | 18.682 | 18.2 | 15.422
2017-06-23 | 18.2205 | 18.7994 | 18.521 | 18.209 | 15.233
2017-06-24 | 18.1246 | 18.6213 | 18.258 | 18.217 | 15.162
2017-06-25 | 18.097 | 18.3607 | 18.01 | 18.217 | 15.061
2017-06-26 | 17.9881 | 18.1125 | 17.768 | 18.208 | 15.044
2017-06-27 | 17.7993 | 17.7538 | 17.661 | 18.109 | 14.996
2017-06-28 | 17.6504 | 17.4608 | 17.768 | 18.105 | 14.761
2017-06-29 | 17.3967 | 17.2834 | 17.941 | 18.013 | 14.482
2017-06-30 | 17.177 | 17.164 | 18.077 | 17.925 | 14.277
2017-07-01 | 16.9795 | 17.0009 | 18.157 | 17.918 | 13.86
2017-07-02 | 16.7871 | 16.7568 | 18.038 | 18.037 | 13.611
2017-07-03 | 16.508 | 16.6598 | 17.952 | 18.099 | 13.353
2017-07-04 | 16.3861 | 16.7245 | 17.92 | 18.016 | 13.065
2017-07-05 | 16.3426 | 16.8257 | 17.997 | 17.993 | 12.724
2017-07-06 | 16.1234 | 16.9312 | 18.144 | 17.947 | 12.382
2017-07-07 | 15.9345 | 16.9504 | 18.168 | 17.839 | 12.086
2017-07-08 | 15.7683 | 16.9397 | 18.142 | 17.691 | 11.78
2017-07-09 | 15.5444 | 16.8158 | 18.045 | 17.487 | 11.461
2017-07-10 | 15.3573 | 16.6396 | 17.967 | 17.339 | 11.316
2017-07-11 | 15.1617 | 16.3683 | 17.801 | 17.185 | 11.271
2017-07-12 | 14.9843 | 16.123 | 17.703 | 17.058 | 11.232
2017-07-13 | 14.8659 | 15.8899 | 17.517 | 16.99 | 11.186
2017-07-14 | 14.7496 | 15.8166 | 17.345 | 16.896 | 11.149
2017-07-15 | 14.6679 | 15.7177 | 17.189 | 16.779 | 11.161
2017-07-16 | 14.6111 | 15.5228 | 16.965 | 16.611 | 11.084
2017-07-17 | 14.5521 | 15.4431 | 16.766 | 16.354 | 10.992
2017-07-18 | 14.5414 | 15.3507 | 16.604 | 16.123 | 10.966
2017-07-19 | 14.4855 | 15.2773 | 16.524 | 16.001 | 10.891
2017-07-20 | 14.2081 | 15.0691 | 16.609 | 16.014 | 10.709
2017-07-21 | 14.0331 | 14.9149 | 16.699 | 15.867 | 10.429
2017-07-22 | 13.9698 | 14.878 | 16.682 | 15.631 | 10.088
2017-07-23 | 14.0095 | 14.643 | 16.668 | 15.386 | 9.782
2017-07-24 | 13.9818 | 14.5333 | 16.525 | 15.089 | 9.727
2017-07-25 | 14.0491 | 14.3884 | 16.411 | 14.901 | 9.627
2017-07-26 | 13.9829 | 14.2841 | 16.203 | 14.753 | 9.635
2017-07-27 | 13.8854 | 14.2525 | 16.21 | 14.652 | 9.672
2017-07-28 | 13.9287 | 14.2973 | 16.221 | 14.601 | 9.704
2017-07-29 | 14.0505 | 14.3801 | 16.052 | 14.544 | 9.721
2017-07-30 | 14.1633 | 14.3511 | 15.734 | 14.559 | 9.746
2017-07-31 | 14.0747 | 14.31 | 15.35 | 14.514 | 9.756
2017-08-01 | 13.8853 | 14.2015 | 15.043 | 14.461 | 9.933
2017-08-02 | 13.6345 | 14.0304 | 14.773 | 14.531 | 9.975
2017-08-03 | 13.3008 | 13.9684 | 14.591 | 14.588 | 10.027
2017-08-04 | 13.1848 | 13.9554 | 14.429 | 14.598 | 10.031
2017-08-05 | 13.302 | 14.007 | 14.26 | 14.419 | 10.047
2017-08-06 | 13.362 | 13.8581 | 14.046 | 14.221 | 10.004
2017-08-07 | 13.2579 | 13.7053 | 13.741 | 14.017 | 10.036
2017-08-08 | 13.1976 | 13.5327 | 13.465 | 13.845 | 10.098
2017-08-09 | 13.2678 | 13.3378 | 13.112 | 13.839 | 10.126
2017-08-10 | 13.4045 | 13.3479 | 12.877 | 13.88 | 10.208
2017-08-11 | 13.5402 | 13.2885 | 12.661 | 13.82 | 10.27
2017-08-12 | 13.6476 | 13.2355 | 12.351 | 13.771 | 10.314
2017-08-13 | 13.7771 | 13.225 | 12.06 | 13.845 | 10.35
2017-08-14 | 13.8593 | 13.2998 | 11.879 | 13.979 | 10.448
2017-08-15 | 13.9542 | 13.3148 | 11.816 | 14.061 | 10.555
2017-08-16 | 14.0654 | 13.1642 | 11.724 | 14.132 | 10.64
2017-08-17 | 14.1366 | 13.1407 | 11.822 | 14.21 | 10.662
2017-08-18 | 14.1325 | 13.0311 | 11.955 | 14.306 | 10.722
2017-08-19 | 14.1336 | 12.7743 | 11.807 | 14.418 | 10.826
2017-08-20 | 14.1554 | 12.476 | 11.862 | 14.362 | 10.928
2017-08-21 | 13.9679 | 12.19 | 11.955 | 14.324 | 11.055
2017-08-22 | 13.9245 | 11.9924 | 11.901 | 14.311 | 11.189
2017-08-23 | 13.9129 | 11.8117 | 11.943 | 14.162 | 11.297
2017-08-24 | 13.7816 | 11.7048 | 12.073 | 13.981 | 11.309
2017-08-25 | 13.7307 | 11.595 | 12.071 | 13.663 | 11.317
2017-08-26 | 13.8232 | 11.48 | 11.868 | 13.336 | 11.166
2017-08-27 | 13.719 | 11.188 | 11.684 | 13.229 | 11.069
2017-08-28 | 13.4995 | 10.855 | 11.486 | 13.253 | 11.16
2017-08-29 | 13.3299 | 10.588 | 11.238 | 13.317 | 11.196
2017-08-30 | 13.1458 | 10.298 | 11.067 | 13.483 | 11.229
2017-08-31 | 13.0181 | 10.053 | 11.176 | 13.605 | 11.305
2017-09-01 | 12.968 | 9.765 | 11.258 | 13.595 | 11.408
2017-09-02 | 13.0226 | 9.454 | 11.26 | 13.658 | 11.534
2017-09-03 | 13.1357 | 9.118 | 11.309 | 13.778 | 11.604
2017-09-04 | 13.0402 | 8.9102 | 11.218 | 13.908 | 11.661
2017-09-05 | 12.904 | 8.7997 | 11.131 | 14.031 | 11.666
2017-09-06 | 12.8029 | 8.7066 | 11.115 | 14.14 | 11.679
2017-09-07 | 12.7731 | 8.5653 | 11.108 | 14.253 | 11.679
2017-09-08 | 12.6658 | 8.5676 | 11.068 | 14.389 | 11.792
2017-09-09 | 12.6271 | 8.6625 | 10.818 | 14.514 | 11.9
2017-09-10 | 12.6821 | 8.7606 | 10.573 | 14.611 | 12.014
2017-09-11 | 12.7522 | 8.8858 | 10.523 | 14.722 | 12.119
2017-09-12 | 12.8352 | 8.99 | 10.588 | 14.829 | 12.146
2017-09-13 | 12.9247 | 9.1046 | 10.556 | 14.926 | 12.028
2017-09-14 | 12.931 | 9.2475 | 10.627 | 15.032 | 11.889
2017-09-15 | 12.9876 | 9.3561 | 10.712 | 15.129 | 11.759
2017-09-16 | 13.0206 | 9.3981 | 10.651 | 15.22 | 11.709
2017-09-17 | 13.1137 | 9.4856 | 10.349 | 15.304 | 11.765
2017-09-18 | 13.2483 | 9.6076 | 10.109 | 15.391 | 11.809
2017-09-19 | 13.2405 | 9.4955 | 10.227 | 15.5 | 11.819
2017-09-20 | 13.3693 | 9.3002 | 10.411 | 15.603 | 11.682
2017-09-21 | 13.526 | 9.3248 | 10.54 | 15.695 | 11.438
2017-09-22 | 13.6868 | 9.4003 | 10.617 | 15.805 | 11.361
2017-09-23 | 13.8247 | 9.422 | 10.527 | 15.902 | 11.425
2017-09-24 | 13.9659 | 9.2827 | 10.383 | 15.969 | 11.519
2017-09-25 | 14.1043 | 9.1205 | 10.267 | 15.99 | 11.469
2017-09-26 | 14.2656 | 9.058 | 10.251 | 15.866 | 11.428
2017-09-27 | 14.4294 | 9.1683 | 10.285 | 15.758 | 11.447
2017-09-28 | 14.585 | 9.2094 | 10.193 | 15.718 | 11.536
2017-09-29 | 14.7217 | 9.216 | 10.214 | 15.606 | 11.623
2017-09-30 | 14.8754 | 9.318 | 10.101 | 15.601 | 11.717
2017-10-01 | 15.0053 | 9.433 | 9.988 | 15.687 | 11.842
2017-10-02 | 15.1326 | 9.531 | 10.071 | 15.778 | 11.97
2017-10-03 | 15.2821 | 9.614 | 10.158 | 15.888 | 12.112
2017-10-04 | 15.4234 | 9.575 | 10.191 | 15.996 | 12.186
2017-10-05 | 15.5554 | 9.639 | 10.306 | 16.102 | 12.179
2017-10-06 | 15.6231 | 9.77 | 10.464 | 16.105 | 12.269
2017-10-07 | 15.7698 | 9.894 | 10.525 | 15.907 | 12.312
2017-10-08 | 15.9045 | 9.937 | 10.282 | 15.716 | 12.426
2017-10-09 | 16.027 | 9.971 | 9.951 | 15.667 | 12.568
2017-10-10 | 16.1238 | 9.942 | 9.646 | 15.528 | 12.68
2017-10-11 | 16.2299 | 9.94 | 9.497 | 15.509 | 12.673
2017-10-12 | 16.3113 | 10.07 | 9.572 | 15.444 | 12.698
2017-10-13 | 16.4056 | 10.123 | 9.685 | 15.382 | 12.75
2017-10-14 | 16.5357 | 10.123 | 9.741 | 15.378 | 12.771
2017-10-15 | 16.657 | 10.123 | 9.771 | 15.432 | 12.735
2017-10-16 | 16.7857 | 10.123 | 9.841 | 15.512 | 12.704
2017-10-17 | 16.9155 | 10.123 | 9.764 | 15.489 | 12.781
2017-10-18 | 16.9624 | 10.123 | 9.854 | 15.547 | 12.831
2017-10-19 | 17.0348 | 10.123 | 9.854 | 15.541 | 12.884
2017-10-20 | 17.0803 | 10.123 | 9.854 | 15.498 | 12.967
2017-10-21 | 17.1569 | 10.123 | 9.854 | 15.434 | 13.055
2017-10-22 | 17.1454 | 10.123 | 9.854 | 15.406 | 13.135
2017-10-23 | 17.1068 | 10.123 | 9.854 | 15.384 | 13.077
2017-10-24 | 17.1321 | 10.123 | 9.854 | 15.436 | 12.969
2017-10-25 | 17.0786 | 10.123 | 9.854 | 15.448 | 12.808
2017-10-26 | 17.0309 | 10.123 | 9.854 | 15.439 | 12.748
2017-10-27 | 17.0753 | 10.147 | 9.854 | 15.432 | 12.806
2017-10-28 | 17.1718 | 10.189 | 9.854 | 15.394 | 12.898
2017-10-29 | 17.2887 | 10.262 | 9.854 | 15.426 | 12.864
2017-10-30 | 17.3369 | 10.339 | 9.854 | 15.49 | 12.749
2017-10-31 | 17.3002 | 10.362 | 9.854 | 15.584 | 12.702
2017-11-01 | 17.27 | 10.442 | 9.854 | 15.633 | 12.621
2017-11-02 | 17.2322 | 10.567 | 9.855 | 15.67 | 12.684
2017-11-03 | 17.2727 | 10.701 | 9.981 | 15.727 | 12.616
2017-11-04 | 17.3162 | 10.816 | 9.995 | 15.777 | 12.58
2017-11-05 | 17.4268 | 10.884 | 10.088 | 15.838 | 12.476
2017-11-06 | 17.4666 | 10.949 | 10.227 | 15.733 | 12.385
2017-11-07 | 17.4455 | 10.866 | 10.37 | 15.635 | 12.204
2017-11-08 | 17.4208 | 10.848 | 10.425 | 15.623 | 11.981
2017-11-09 | 17.4815 | 10.912 | 10.343 | 15.654 | 11.869
2017-11-10 | 17.563 | 11.054 | 10.406 | 15.697 | 11.646
2017-11-11 | 17.6627 | 11.207 | 10.501 | 15.735 | 11.438
2017-11-12 | 17.7701 | 11.348 | 10.574 | 15.808 | 11.182
2017-11-13 | 17.771 | 11.424 | 10.623 | 15.878 | 10.978
2017-11-14 | 17.8206 | 11.369 | 10.759 | 15.957 | 10.723
2017-11-15 | 17.9087 | 11.351 | 10.91 | 16.061 | 10.47
2017-11-16 | 17.9974 | 11.308 | 11.058 | 16.136 | 10.215
2017-11-17 | 18.0212 | 11.417 | 11.184 | 16.211 | 10.086
2017-11-18 | 18.101 | 11.553 | 11.287 | 16.25 | 10.061
2017-11-19 | 18.1597 | 11.568 | 11.386 | 16.268 | 10.051
2017-11-20 | 18.0636 | 11.519 | 11.528 | 16.299 | 10.091
2017-11-21 | 17.9251 | 11.596 | 11.661 | 16.313 | 10.132
2017-11-22 | 17.7548 | 11.678 | 11.734 | 16.352 | 10.143
2017-11-23 | 17.5515 | 11.697 | 11.889 | 16.411 | 10.15
2017-11-24 | 17.387 | 11.777 | 12.033 | 16.462 | 10.174
2017-11-25 | 17.2357 | 11.84 | 12.184 | 16.432 | 10.205
2017-11-26 | 17.2699 | 11.785 | 12.328 | 16.377 | 10.175
2017-11-27 | 17.2938 | 11.73 | 12.48 | 16.348 | 10.225
2017-11-28 | 17.2267 | 11.822 | 12.611 | 16.207 | 10.24
2017-11-29 | 17.0562 | 11.881 | 12.766 | 16.12 | 10.192
2017-11-30 | 16.8026 | 11.961 | 12.93 | 16.029 | 10.225
2017-12-01 | 16.8637 | 12.103 | 13.091 | 15.936 | 10.32
2017-12-02 | 16.9065 | 12.257 | 13.2 | 15.885 | 10.387
2017-12-03 | 16.9375 | 12.395 | 13.32 | 15.877 | 10.489
2017-12-04 | 16.8844 | 12.461 | 13.461 | 15.911 | 10.602
2017-12-05 | 16.7632 | 12.561 | 13.588 | 15.965 | 10.707
2017-12-06 | 16.657 | 12.614 | 13.694 | 16.059 | 10.759
2017-12-07 | 16.4756 | 12.684 | 13.815 | 16.099 | 10.801
2017-12-08 | 16.3342 | 12.8 | 13.945 | 16.108 | 10.761
2017-12-09 | 16.3843 | 12.908 | 14.065 | 16.069 | 10.668
2017-12-10 | 16.4727 | 12.992 | 14.185 | 16.066 | 10.582
2017-12-11 | 16.4634 | 12.979 | 14.306 | 16.116 | 10.561
2017-12-12 | 16.3916 | 13.012 | 14.43 | 16.165 | 10.541
2017-12-13 | 16.2981 | 13.085 | 14.56 | 16.257 | 10.626
2017-12-14 | 16.2088 | 13.159 | 14.683 | 16.351 | 10.671
2017-12-15 | 16.1617 | 13.171 | 14.797 | 16.305 | 10.696
2017-12-16 | 16.1635 | 13.12 | 14.912 | 16.25 | 10.723
2017-12-17 | 16.2052 | 13.089 | 14.962 | 16.224 | 10.837
2017-12-18 | 16.1615 | 13.145 | 14.933 | 16.279 | 10.981
2017-12-19 | 16.1274 | 13.225 | 14.979 | 16.305 | 11.153
2017-12-20 | 16.1369 | 13.349 | 15.044 | 16.392 | 11.335
2017-12-21 | 16.2271 | 13.491 | 15.187 | 16.453 | 11.498
2017-12-22 | 16.3165 | 13.644 | 15.341 | 16.514 | 11.629
2017-12-23 | 16.4421 | 13.782 | 15.483 | 16.552 | 11.802
2017-12-24 | 16.5904 | 13.936 | 15.607 | 16.545 | 11.947
2017-12-25 | 16.7321 | 14.092 | 15.721 | 16.619 | 12.085
2017-12-26 | 16.8719 | 14.245 | 15.837 | 16.715 | 12.216
2017-12-27 | 16.9658 | 14.401 | 15.95 | 16.829 | 12.349
2017-12-28 | 17.0018 | 14.563 | 16.009 | 16.945 | 12.474
2017-12-29 | 17.1415 | 14.737 | 16.065 | 17.057 | 12.601
2017-12-30 | 17.2923 | 14.887 | 16.129 | 17.159 | 12.723
2017-12-31 | 17.4328 | 15.04 | 16.246 | 17.258 | 12.839

## Figure 77
Quarterly Energy Dynamics - Q4 2021 |  |  |  |  | Contents
Figures from the report, January 2022
Figure 77 Highest gas flows north to Queensland since 2017
Flows on the South West Queensland Pipeline at Moomba
PJ
Years | Quarter | North at Moomba | South at Moomba | Sum of Net
2017 | Q1 | 22.9512 | -0.0024 | 22.9488
| Q2 | 5.6104 | -1.2762 | 4.3342
| Q3 | 0.6384 | -7.7706 | -7.1322
| Q4 | 19.1675 | 0 | 19.1675
2018 | Q1 | 4.3924 | -1 | 3.3924
| Q2 | 1.4143 | -9.335 | -7.9207
| Q3 | 0.45009 | -8.63 | -8.1799
| Q4 | 9.5419 | -0.01325 | 9.5287
2019 | Q1 | 4.241 | -1.1357 | 3.1053
| Q2 | 0.13612 | -14.7134 | -14.5773
| Q3 | 0 | -21.0631 | -21.0631
| Q4 | 1.0267 | -3.8634 | -2.8367
2020 | Q1 | 2.2532 | -1.2922 | 0.96102
| Q2 | 0.83963 | -14.5903 | -13.7507
| Q3 | 0.002915 | -19.5874 | -19.5845
| Q4 | 12.4095 | -0.10916 | 12.3003
2021 | Q1 | 13.8795 | 0 | 13.8795
| Q2 | 2.4835 | -6.7229 | -4.2394
| Q3 | 3.6905 | -10.9895 | -7.2989
| Q4 | 14.9116 | -0.007091 | 14.9045

## Figure 78
Quarterly Energy Dynamics - Q4 2021 |  |  |  |  | Contents
Figures from the report, January 2022
Figure 78 Average Balancing Price and STEM Price converge, STEM cleared quantity highest since Q419
Victorian net gas transfers to other regions
PJ
Year | Quarter | to NSW | to SA | to Tas
2017 | Q1 | 31.5498 | 15.1237 | 4.7205
| Q2 | 28.7466 | 13.866 | 4.7245
| Q3 | 28.0499 | 12.0381 | 3.4112
| Q4 | 36.2853 | 16.3472 | 4.7543
2018 | Q1 | 17.4606 | 10.6713 | 4.7813
| Q2 | 18 | 13 | 2
| Q3 | 19 | 12 | 2
| Q4 | 21.6366 | 11.0173 | 1.954
2019 | Q1 | 18.8063 | 10.7776 | 3.136
| Q2 | 11.4262 | 10.4617 | 3.0826
| Q3 | 10.8248 | 12.0394 | 1.9427
| Q4 | 15.6423 | 7.7058 | 2.0649
2020 | Q1 | 11.6061 | 6.3929 | 1.5289
| Q2 | 7.1427 | 6.4794 | 1.8456
| Q3 | 7.397 | 8.6387 | 2.2901
| Q4 | 22.2249 | 6.6322 | 1.7148
2021 | Q1 | 20.3201 | 7.0615 | 1.5544
| Q2 | 20.8662 | 7.8152 | 1.9767
| Q3 | 18.84 | 7.0522 | 1.8142
| Q4 | 25.7847 | 6.9599 | 1.7206

## Figure 79
Quarterly Energy Dynamics - Q4 2021 |  |  |  | Contents
Figures from the report, January 2022
Figure 79 GSH records second highest trading year on record
Gas Supply Hub – quarterly trades and deliveries
PJ
Year | Quarter | Traded | Delivered
2017 | Q1 | 1.2258 | 1.3438
| Q2 | 3.285 | 2.582
| Q3 | 3.144 | 3.681
| Q4 | 3.953 | 3.995
2018 | Q1 | 3.183 | 2.558
| Q2 | 3.877 | 3.949
| Q3 | 6.396 | 3.818
| Q4 | 2.9225 | 5.8745
2019 | Q1 | 6.0521 | 5.6141
| Q2 | 8.6176 | 7.3546
| Q3 | 8.0006 | 9.8026
| Q4 | 4.7097 | 4.3987
2020 | Q1 | 7.6499 | 7.2139
| Q2 | 3.7503 | 3.7528
| Q3 | 6.5054 | 5.3024
| Q4 | 3.2523 | 4.9748
2021 | Q1 | 4.5824 | 3.5724
| Q2 | 8.2974 | 6.2279
| Q3 | 5.6972 | 7.2937
| Q4 | 5.7704 | 6.9864

## Figure 80
Quarterly Energy Dynamics - Q4 2021 | [7 empty] | Contents
Figures from the report, January 2022
Figure 80 Day Ahead Auction utilisation sets a record for any quarter
Day Ahead Auction results by quarter
PJ
|  | BWP | CGP | EGP | MAPS | MCF | MSP | RBP | SWQP | WCF | ICF | QGP | Vichub | PCA
2020 | Q1 | 1.5069 |  | 1.2811 | 0.061305 |  | 2.2297 | 1.6158 | 1.8696 | 1.5842
| Q2 | 0.46047 |  | 0.58608 | 0.39473 | 0.0241 | 1.8346 | 1.7236 | 1.6451 | 1.108
| Q3 | 0.24356 |  | 0.237 | 0.6192 | 0.0468 | 5.069 | 1.6308 | 3.7173 | 1.8623
| Q4 | 0.36786 |  | 1.7488 | 0.26875 | 1.1111 | 1.9551 | 1.5502 | 1.7328 | 0.79471 | 1.1343 | 0.012
2021 | Q1 | 0.37663 | 0.0252 | 1.9966 | 0.11942 | 0.39665 | 1.677 | 1.4468 | 1.3311 | 1.6221 | 0.51446 | 0.3599
| Q2 | 0.38137 | 0.047 | 1.7587 | 0.23923 | 0.84547 | 3.8052 | 2.5246 | 2.4071 | 1.9804 | 0.061 | 0.39366 | 0.2383
| Q3 | 0.0553 | 0.0001 | 1.9479 | 0.35225 | 0.28896 | 4.241 | 2.0238 | 3.2406 | 1.576 | 0.329 | 0.4122 | 0.02874
| Q4 | 0.21577 |  | 2.1837 | 0.087725 | 0.70093 | 5.7611 | 2.4359 | 2.5525 | 0.58903 | 0.30258 | 0.3558 | 0.03106 | 0.008175

## Figure 81
Quarterly Energy Dynamics - Q4 2021 | [7 empty] | Contents
Figures from the report, January 2022
Figure 81 Western Australia domestic gas consumption drops 3.0% from Q3 2021
WA quarterly gas consumption by industry – Q4 2019 to Q4 2021
PJ
Year | Quarter | Distribution | Electricity | Industrial | Mineral Processing | Mining | Other (Non-Large User) | Other Large User
2019 | Q4 | 5.7761 | 21.5759 | 6.6925 | 25.7142 | 21.6779 | 8.765 | 3.9598
2020 | Q1 | 5.4329 | 22.9387 | 4.2482 | 25.2257 | 21.3753 | 8.3484 | 4.0797
| Q2 | 6.9366 | 22.5781 | 9.9041 | 26.3399 | 22.4378 | 8.4848 | 4.2879
| Q3 | 8.4754 | 20.8248 | 9.5631 | 27.0698 | 21.2131 | 8.4012 | 4.3704
| Q4 | 6.3622 | 21.2423 | 10.1645 | 25.7084 | 21.7887 | 7.8989 | 4.4496
2021 | Q1 | 5.8009 | 20.3405 | 9.3266 | 24.4465 | 21.2188 | 7.3912 | 3.8777
| Q2 | 7.9306 | 21.3268 | 10.1812 | 26.3222 | 21.2769 | 7.83 | 4.1647
| Q3 | 8.6 | 18.3586 | 10.3942 | 26.0053 | 21.9963 | 8.1396 | 4.4111
| Q4 | 6.341 | 19.2396 | 9.1548 | 24.5377 | 23.3669 | 8.2307 | 4.1127

## Figure 82
Quarterly Energy Dynamics - Q4 2021 | [7 empty] | Contents
Figures from the report, January 2022
Figure 82 Western Australia domestic gas production drops 2.5% from Q3 2021
WA quarterly gas production by facility – Q4 2019 to Q4 2021
PJ
Year | Quarter | Beharra Springs | Devil Creek | Dongara | Gorgon | Karratha Gas Plant | Macedon | Pluto | Varanus Island | Wheatstone | Xyris Production Facility
2019 | Q4 | 0.9063 | 12.2347 | 0 | 13.4902 | 32.5019 | 15.9217 | 1.0847 | 17.9716 | 9.7816 | 0.1652
2020 | Q1 | 0.9349 | 6.6502 | 0 | 12.5416 | 32.9123 | 15.792 | 0.9626 | 17.8062 | 12.3565 | 0
| Q2 | 0.7255 | 9.9853 | 0 | 13.1406 | 28.1781 | 16.7338 | 1.6279 | 22.065 | 17.3256 | 0
| Q3 | 0 | 17.5637 | 0 | 14.9622 | 6.9626 | 17.8212 | 2.0124 | 24.3528 | 17.1691 | 0.5881
| Q4 | 0.5566 | 16.2653 | 0 | 15.3423 | 4.3592 | 17.7523 | 1.7308 | 24.957 | 14.8649 | 1.6504
2021 | Q1 | 0.4948 | 14.5309 | 0 | 15.4802 | 2.8455 | 17.4994 | 1.4726 | 22.7242 | 14.424 | 1.9282
| Q2 | 1.3744 | 11.49 | 0 | 14.0391 | 1.4104 | 17.8327 | 2.0699 | 26.8881 | 16.9543 | 2.6319
| Q3 | 0.7786 | 15.3588 | 0 | 16.5549 | 2.9161 | 17.8681 | 1.8271 | 21.8676 | 17.7067 | 2.4267
| Q4 | 1.4606 | 13.2225 | 0 | 16.2186 | 3.7277 | 17.8939 | 2.0427 | 21.6902 | 16.2041 | 2.4008

## Figure 83
Quarterly Energy Dynamics - Q4 2021 | [7 empty] | Contents
Figures from the report, January 2022
Figure 83 Slight increase in net gas flows from Storage Facilities
WA gas storage facility injections and withdrawals – Q4 2019 to Q4 2021
PJ
Year | Quarter | Mondarra Emptying | Mondarra Filling | Tubridgi Emptying | Tubridgi Filling | Net | Mondarra Net | Tubridgi Net
2019 | Q4 | 2.1866 | -0.9853 | 7.681 | 0 | 8.8823 | 1.2013 | 7.681
2020 | Q1 | 1.1338 | -1.4349 | 7.3872 | -0.1268 | 6.9593 | -0.3011 | 7.2604
| Q2 | 2.285 | -1.04 | 6.1559 | 0 | 7.4009 | 1.245 | 6.1559
| Q3 | 2.2956 | -2.1934 | 0.8635 | -0.3492 | 0.6165 | 0.1022 | 0.5143
| Q4 | 1.7505 | -2.3153 | 0.3268 | -1.6631 | -1.9011 | -0.5648 | -1.3363
2021 | Q1 | 1.6646 | -1.9566 | 0 | -2.5917 | -2.8837 | -0.292 | -2.5917
| Q2 | 0.2749 | -3.4216 | 0 | -2.2853 | -5.432 | -3.1467 | -2.2853
| Q3 | 2.0674 | -1.7219 | 0 | -3.0589 | -2.7134 | 0.3455 | -3.0589
| Q4 | 2.1461 | -1.3998 | 0.1762 | -2.8268 | -1.9043 | 0.7463 | -2.6506

## Figure 84
Quarterly Energy Dynamics - Q4 2021 |  |  |  | Contents
Figures from the report, January 2022
Figure 84 Underlying demand increases, higher distributed PV reduces midday operational demand
Change in Q4 2021 WEM-average operational and underlying demand by time of day compared to Q4 2020
MW
Time | Underlying Demand | Operational Demand | Distributed PV Impact
0:00 | 61.3753 | 61.3753 | 0
0:30 | 59.618 | 59.618 | 0
1:00 | 59.1497 | 59.1497 | 0
1:30 | 56.3942 | 56.3942 | 0
2:00 | 55.097 | 55.097 | 0
2:30 | 55.905 | 55.905 | 0
3:00 | 56.6844 | 56.6844 | 0
3:30 | 56.6877 | 56.6877 | 0
4:00 | 55.4456 | 55.4456 | 0
4:30 | 57.4673 | 57.4673 | 0
5:00 | 63.9236 | 63.9236 | 0
5:30 | 66.6559 | 65.843 | -0.81287
6:00 | 72.9745 | 62.8904 | -10.0842
6:30 | 84.6895 | 54.2637 | -30.4258
7:00 | 86.8966 | 37.2758 | -49.6208
7:30 | 76.9712 | 5.818 | -71.1532
8:00 | 106.2407 | -15.3203 | -121.561
8:30 | 106.6727 | -45.5551 | -152.2278
9:00 | 111.8367 | -61.6061 | -173.4427
9:30 | 113.8199 | -82.2539 | -196.0738
10:00 | 108.1203 | -89.3722 | -197.4926
10:30 | 120.5853 | -95.3434 | -215.9287
11:00 | 134.3545 | -92.1156 | -226.4701
11:30 | 153.6913 | -107.4475 | -261.1388
12:00 | 147.6495 | -116.2096 | -263.8591
12:30 | 140.6988 | -124.7198 | -265.4186
13:00 | 137.6728 | -129.7534 | -267.4262
13:30 | 135.5541 | -133.5483 | -269.1024
14:00 | 118.3473 | -133.3076 | -251.6549
14:30 | 107.2284 | -116.6931 | -223.9215
15:00 | 104.1681 | -100.473 | -204.641
15:30 | 90.0537 | -81.8205 | -171.8741
16:00 | 64.7706 | -55.364 | -120.1346
16:30 | 62.2307 | -23.7107 | -85.9414
17:00 | 66.2411 | 9.9102 | -56.3308
17:30 | 66.2085 | 40.6343 | -25.5742
18:00 | 69.7654 | 64.6918 | -5.0736
18:30 | 82.085 | 81.3787 | -0.70632
19:00 | 83.4394 | 83.4394 | 0
19:30 | 85.8531 | 85.8531 | 0
20:00 | 87.7211 | 87.7211 | 0
20:30 | 86.4893 | 86.4893 | 0
21:00 | 87.426 | 87.426 | 0
21:30 | 85.6632 | 85.6632 | 0
22:00 | 79.5563 | 79.5563 | 0
22:30 | 74.7313 | 74.7313 | 0
23:00 | 66.3838 | 66.3838 | 0
23:30 | 62.429 | 62.429 | 0

## Figure 85
Quarterly Energy Dynamics - Q4 2021 | [6 empty] | Contents
Figures from the report, January 2022
Figure 85 Operational demand on 14 November 2021
Supply by fuel type on day of lowest operational demand
MW
Time | Coal | Gas and Distillate | Grid-solar | Wind | Distributed PV | Operational Demand
0:00 | 424.006 | 499.732 | 0 | 716.256 | 0 | 1639.994
0:30 | 402.994 | 490.22 | 0 | 710.746 | 0 | 1603.96
1:00 | 403.972 | 504.488 | 0 | 701.172 | 0 | 1609.632
1:30 | 427.65 | 453.006 | 0 | 692.184 | 0 | 1572.84
2:00 | 434.33 | 439.194 | 0 | 684.534 | 0 | 1558.058
2:30 | 442.672 | 426.036 | 0 | 695.608 | 0 | 1564.316
3:00 | 435.608 | 437.404 | 0 | 699.914 | 0 | 1572.926
3:30 | 444.424 | 410.376 | 0 | 706.558 | 0 | 1561.358
4:00 | 445.506 | 393.894 | 0 | 708.404 | 0 | 1547.804
4:30 | 417.208 | 414.31 | 0.016 | 712.428 | 0 | 1543.962
5:00 | 388.956 | 439.786 | 1.858 | 709.87 | 0 | 1540.47
5:30 | 378.862 | 415.302 | 28.38 | 688.768 | 0 | 1511.312
6:00 | 375.172 | 379.784 | 70.554 | 632.44 | 88.3094 | 1457.95
6:30 | 376.426 | 409.908 | 66.908 | 517.892 | 242.3249 | 1371.134
7:00 | 408.508 | 520.4 | 86.258 | 306.68 | 297.6706 | 1321.846
7:30 | 396.62 | 352.504 | 85.168 | 353.224 | 369.601 | 1187.516
8:00 | 335.664 | 290.024 | 137.248 | 340.582 | 767.2607 | 1103.518
8:30 | 328.416 | 261.326 | 139.756 | 240.594 | 996.6233 | 970.092
9:00 | 330.238 | 281.792 | 139.942 | 142.448 | 1170.6055 | 894.42
9:30 | 328.4 | 250.152 | 133.878 | 126.432 | 1144.3297 | 838.862
10:00 | 308.09 | 226.358 | 129.738 | 139.93 | 1224.9585 | 804.116
10:30 | 281.56 | 263.782 | 126.644 | 112.69 | 1310.7013 | 784.676
11:00 | 280.16 | 251.67 | 135.198 | 108.626 | 1406.7562 | 775.654
11:30 | 276.406 | 224.898 | 135.124 | 124.776 | 1518.5822 | 761.204
12:00 | 280.598 | 254.826 | 107.032 | 131.366 | 1521.7893 | 773.822
12:30 | 280.19 | 279.358 | 111.276 | 139.38 | 1495.7044 | 810.204
13:00 | 279.204 | 270.232 | 114.676 | 217.836 | 1408.9519 | 881.948
13:30 | 279.84 | 381.152 | 126.206 | 177.07 | 1168.833 | 964.268
14:00 | 279.658 | 408.158 | 103.422 | 305.078 | 1234.6939 | 1096.316
14:30 | 298.384 | 450.354 | 114.834 | 387.346 | 892.5995 | 1250.918
15:00 | 332.932 | 494.062 | 87.738 | 446.242 | 843.6221 | 1360.974
15:30 | 384.91 | 606.394 | 64.714 | 418.444 | 776.9103 | 1474.462
16:00 | 449.082 | 724.328 | 53.614 | 405.008 | 479.609 | 1632.032
16:30 | 586.82 | 781.4 | 58.628 | 394.892 | 368.8969 | 1821.74
17:00 | 705.008 | 810.716 | 35.938 | 406.412 | 263.3267 | 1958.074
17:30 | 818.852 | 867.878 | 13.704 | 377.532 | 155.5937 | 2077.966
18:00 | 892.782 | 895.33 | 5.552 | 374.238 | 0 | 2167.902
18:30 | 931.512 | 908.778 | 1.294 | 377.46 | 0 | 2219.044
19:00 | 927.456 | 936.388 | 0 | 381.726 | 0 | 2245.57
19:30 | 930.422 | 895.738 | 0 | 382.042 | 0 | 2208.202
20:00 | 928.37 | 865.608 | 0 | 352.186 | 0 | 2146.164
20:30 | 897.864 | 810.112 | 0 | 364.634 | 0 | 2072.61
21:00 | 863.83 | 796.222 | 0 | 364.808 | 0 | 2024.86
21:30 | 847.744 | 728.598 | 0 | 372.812 | 0 | 1949.154
22:00 | 799.244 | 670.966 | 0 | 397.564 | 0 | 1867.774
22:30 | 734.466 | 689.686 | 0 | 371.476 | 0 | 1795.628
23:00 | 690.604 | 686.176 | 0 | 345.942 | 0 | 1722.722
23:30 | 655.762 | 715.904 | 0 | 306.692 | 0 | 1678.358

## Figure 86
Quarterly Energy Dynamics - Q4 2021 | [5 empty] | Contents
Figures from the report, January 2022
Figure 86 Minimum operational demand trends downwards in the shoulder seasons
New minimum demand records since October 2006
MW
Trading Month | Coal | Gas & Distillate | Other | Solar (Grid-scale) | Wind
2006-10-01 | 521.244 | 561.392 | 1.632 |  | 88.248
2019-10-01 | 484.058 | 567.544 |  | 20.008 | 86.998
2020-01-01 | 351.06 | 596.484 |  | 19.4 | 168.296
2020-08-01 | 335.354 | 576.454 |  | 44.104 | 104.648
2020-09-01 | 305.382 | 535.274 |  | 40.374 | 117.69
2020-11-01 | 415.372 | 381.82 |  | 34.858 | 152.534
2021-03-01 | 304.046 | 282.688 |  | 127.522 | 237.826
2021-09-01 | 491.732 | 215.508 |  | 69.402 | 89.776
2021-10-01 | 289.898 | 383.498 |  | 125.156 | 59.826
2021-11-01 | 276.406 | 224.898 |  | 135.124 | 124.776

## Figure 87
Quarterly Energy Dynamics - Q4 2021 |  |  |  | Contents
Figures from the report, January 2022
Figure 87 New Q4 maximum operational demand record was driven by late December heatwave in Perth
Maximum operational demands and maximum temperatures for each Q4 since 2017
MW [LHS]; °C [RHS]
Quarter Year | Maximum Operational Demand [LHS] | All-Time Record Maximum Operational Demand [LHS] | Max Temperature for the Quarter [RHS]
Q4 2017 | 3087.992 | 4005.908 | 37.7
Q4 2018 | 3143.418 | 4005.908 | 41.2
Q4 2019 | 3587.498 | 4005.908 | 41.6
Q4 2020 | 3618.21 | 4005.908 | 41.1
Q4 2021 | 3868.88 | 4005.908 | 43.5

## Figure 88
Quarterly Energy Dynamics - Q4 2021 | [6 empty] | Contents
Figures from the report, January 2022
Figure 88 Weighted average STEM price continues its upwards trend from Q4 2020
WEM weighted average Balancing Prices, STEM prices and quantity cleared in STEM – Q4 2017 to Q4 2021
$/MWh [LHS]; RHS [MWh]
Year | Quarter | Average Balancing Price | Average STEM Price | Average STEM Qty [RHS] | Weighted Average STEM Price [LHS] | Weighted Average Balancing Price [LHS]
2017 | Q4 | 55.7798 | 55.4124 | 59.5422 | 48.9064 | 58.9556
2018 | Q1 | 43.0046 | 45.133 | 37.1427 | 42.8126 | 46.7348
| Q2 | 48.6616 | 45.693 | 34.1929 | 47.7463 | 52.4482
| Q3 | 52.8027 | 50.0402 | 33.8025 | 54.275 | 57.1304
| Q4 | 42.8124 | 47.7731 | 41.3801 | 47.326 | 44.5569
2019 | Q1 | 43.5345 | 42.9597 | 33.1114 | 40.8199 | 46.1839
| Q2 | 45.0182 | 38.8112 | 36.2597 | 37.3322 | 48.0707
| Q3 | 42.6406 | 38.8465 | 37.688 | 37.2975 | 45.7648
| Q4 | 52.666 | 48.9825 | 59.7875 | 52.7079 | 57.4517
2020 | Q1 | 53.6696 | 55.6428 | 47.3948 | 56.1566 | 57.5224
| Q2 | 52.2452 | 51.024 | 36.5417 | 50.3163 | 56.2908
| Q3 | 48.1478 | 44.8907 | 41.6591 | 42.1225 | 53.2277
| Q4 | 41.6563 | 36.4647 | 46.0422 | 34.1594 | 46.3859
2021 | Q1 | 45.5925 | 39.9138 | 52.4318 | 40.7362 | 51.1469
| Q2 | 57.7093 | 49.5134 | 50.06 | 46.6255 | 62.2397
| Q3 | 48.6805 | 48.0274 | 56.5889 | 47.1445 | 53.5237
| Q4 | 47.4304 | 48.2259 | 41.7243 | 51.4391 | 53.9776

## Figure 89
Quarterly Energy Dynamics - Q4 2021 | [5 empty] | Contents
Figures from the report, January 2022
Figure 89 Lower daytime prices result in increased negative price impact
Change in count of intervals with zero or negative Balancing Price from Q4 2020 to Q4 2021, by price band
Count [LHS]; $/MWh/interval [RHS]
Time | -$50/MWh to $0/MWh [LHS] | -$100/MWh to -$50/MWh [LHS] | -$250/MWh to -$200/MWh [LHS] | -$1000/MWh to -$950/MWh [LHS] | Negative Price Impact [RHS]
24:30 | -5 | 0 | 0 | 0 | -0.27674
25:00 | -5 | 0 | 0 | 0 | -0.33065
25:30 | -4 | 0 | 0 | 0 | -0.1662
26:00 | 2 | 0 | 0 | 0 | 0.39304
26:30 | -2 | 0 | 0 | 0 | -0.050109
27:00 | 0 | 0 | 0 | 0 | 0.11446
27:30 | -1 | 0 | 0 | 0 | 0.06087
28:00 | -2 | 0 | 0 | 0 | -0.105
28:30 | -1 | 0 | 0 | 0 | -0.049674
29:00 | 2 | 0 | 0 | 0 | 0.59163
29:30 | 2 | 0 | 0 | 0 | 0.77935
30:00 | 5 | 0 | 0 | 0 | 1.1887
30:30 | 0 | 0 | 0 | 0 | 0.25141
31:00 | -8 | 1 | 0 | 0 | -0.12424
31:30 | -7 | 2 | 0 | 0 | 0.096848
8:00 | -5 | 2 | 0 | 0 | 1.7035
8:30 | -4 | 1 | 0 | 0 | 0.059457
9:00 | -10 | 3 | 0 | 0 | 0.41772
9:30 | -5 | 4 | 0 | 0 | 2.4113
10:00 | -10 | 4 | 0 | 0 | 3.406
10:30 | -9 | 8 | 0 | 0 | 4.9072
11:00 | -8 | 8 | 0 | 0 | 6.2945
11:30 | -16 | 12 | 0 | 0 | 6.4328
12:00 | -12 | 14 | 0 | 0 | 7.6051
12:30 | -9 | 9 | -1 | 0 | 5.6352
13:00 | -12 | 5 | -1 | 0 | 0.10761
13:30 | -9 | 6 | 0 | -1 | -5.9224
14:00 | -7 | 12 | -1 | -1 | -2.3517
14:30 | -4 | 5 | -1 | 0 | 2.8923
15:00 | 0 | 6 | -1 | 0 | 2.782
15:30 | -4 | 2 | 0 | 0 | 0.92772
16:00 | -3 | 1 | 0 | 0 | 0.9787
16:30 | -4 | 0 | 0 | 0 | -0.25076
17:00 | -1 | 0 | 0 | 0 | -0.042935
17:30 | 0 | 0 | 0 | 0 | 0
18:00 | 0 | 0 | 0 | 0 | 0
18:30 | 0 | 0 | 0 | 0 | 0
19:00 | 0 | 0 | 0 | 0 | 0
19:30 | 0 | 0 | 0 | 0 | 0
20:00 | 0 | 0 | 0 | 0 | 0
20:30 | 0 | 0 | 0 | 0 | 0
21:00 | 0 | 0 | 0 | 0 | 0
21:30 | 0 | 0 | 0 | 0 | 0
22:00 | -1 | 0 | 0 | 0 | -0.05663
22:30 | -1 | 0 | 0 | 0 | -0.10957
23:00 | -1 | 0 | 0 | 0 | -0.10957
23:30 | -2 | 0 | 0 | 0 | -0.16446

## Figure 90
Quarterly Energy Dynamics - Q4 2021 |  |  |  |  | Contents
Figures from the report, January 2022
Figure 90 Perth heatwave drives high demand and prices
Average quarterly demand vs demand during maximum price events
Count [LHS]; MW [RHS]
Year | Quarter | Count of Max Price Events [LHS] | Average EOI Demand during Max Price Events [RHS] | Quarterly Average EOI Demand [RHS]
2020 | Q1 | 7 | 2635.362 | 2110.6476
| Q2 | 1 | 2296.8 | 1937.1385
| Q3 | 5 | 2587.7468 | 1971.9492
| Q4 | 3 | 2187.3373 | 1850.6279
2021 | Q1 | 5 | 3058.2066 | 2110.1815
| Q2 | 4 | 2621.5813 | 2037.5118
| Q3 | 2 | 2879.1055 | 2022.0173
| Q4 | 12 | 3326.9852 | 1856.222

## Figure 91
Quarterly Energy Dynamics - Q4 2021 |  |  |  |  | Contents
Figures from the report, January 2022
Figure 91 Reduced NSG during high demand intervals contributed to high prices
Quarterly NSG % vs NSG % during maximum price events
Count [LHS]; % [RHS]
Year | Quarter | Count of Max Price Events [LHS] | Average NSG % during Max Price Events [RHS] | Quarterly Average NSG % [RHS]
2020 | Q1 | 7 | 6.653% | 13.1%
| Q2 | 1 | 24.6% | 11.71%
| Q3 | 5 | 18.32% | 15.79%
| Q4 | 3 | 18.21% | 24.32%
2021 | Q1 | 5 | 8.631% | 25.3%
| Q2 | 4 | 16.17% | 15.95%
| Q3 | 2 | 11.06% | 20.94%
| Q4 | 12 | 11.66% | 26.2%

## Figure 92
Quarterly Energy Dynamics - Q4 2021 | [6 empty] | Contents
Figures from the report, January 2022
Figure 92 Lower volumes offered at the floor and ceiling, and greater volumes at $50-200/MWh
Change in average forecast Balancing merit order structure by time of day – Q4 2020 versus Q4 2021
MW
Time | $0-$50/MWh | -$100 to $0/MWh | $50-$200/MWh | -$750 to -$100/MWh | Ceiling | Floor
0:00 | -35.1156 | 18.55 | 188.91 | 33.3133 | -94.0636 | -137.5712
0:30 | -50.3263 | 23.8531 | 187.9822 | 33.1243 | -78.4157 | -140.7849
1:00 | -51.0096 | 48.0331 | 191.4559 | 26.6072 | -81.9533 | -149.4403
1:30 | -43.3554 | 45.4413 | 186.6736 | 23.8954 | -86.3748 | -139.3489
2:00 | -50.1652 | 46.5311 | 217.5544 | 20.7443 | -116.7414 | -138.4881
2:30 | -35.2202 | 52.2353 | 208.7151 | 19.8463 | -120.9998 | -140.7647
3:00 | -43.7812 | 53.9591 | 226.5796 | 22.9161 | -142.2169 | -139.2852
3:30 | -44.5325 | 53.5309 | 248.3029 | 21.2257 | -163.9531 | -137.0305
4:00 | -50.0752 | 46.4957 | 276.9694 | 24.3967 | -190.4348 | -132.9637
4:30 | -48.9451 | 43.6477 | 297.0899 | 26.4215 | -211.899 | -132.1309
5:00 | -43.9592 | 35.6757 | 281.9981 | 33.1126 | -203.1669 | -128.8097
5:30 | -79.9011 | 70.0384 | 255.818 | 24.4374 | -182.8759 | -117.4525
6:00 | -86.4063 | 61.1117 | 254.5827 | 30.6013 | -162.1171 | -114.7872
6:30 | -87.2922 | 57.6086 | 266.3558 | 31.7863 | -160.8337 | -116.3711
7:00 | -92.8558 | 55.0285 | 286.4043 | 28.4187 | -164.2842 | -117.2211
7:30 | -101.9849 | 43.2433 | 311.7712 | 18.2672 | -170.5479 | -120.8079
8:00 | -57.3042 | 41.4795 | 217.9453 | 16.2178 | -137.7347 | -137.1729
8:30 | -77.7458 | 45.4934 | 238.6338 | 12.6555 | -122.2519 | -145.6454
9:00 | -89.6075 | 40.935 | 250.2977 | 9.6746 | -94.0611 | -160.8822
9:30 | -83.0696 | 47.4686 | 208.9859 | 7.1259 | -50.3679 | -169.2655
10:00 | -70.4895 | 42.632 | 216.8677 | 4.6772 | -53.7131 | -173.8862
10:30 | -86.3449 | 45.118 | 217.6195 | 6.6989 | -35.2557 | -175.5146
11:00 | -77.1761 | 47.0369 | 180.1226 | 4.3326 | 3.4684 | -179.3784
11:30 | -83.4383 | 45.5929 | 131.7116 | 5.8933 | 75.8258 | -185.0893
12:00 | -94.3378 | 47.873 | 129.2512 | 6.0939 | 112.5514 | -179.8101
12:30 | -112.0725 | 54.5086 | 104.5503 | 7.5741 | 151.0467 | -186.6189
13:00 | -108.345 | 66.4425 | 76.6557 | 9.3707 | 187.6572 | -204.6832
13:30 | -109.6115 | 68.4722 | 52.4756 | 12.9124 | 202.2341 | -193.8447
14:00 | -75.5001 | 67.9993 | 232.0524 | 14.6722 | -25.4821 | -185.2382
14:30 | -113.8591 | 71.0937 | 245.848 | 15.978 | -3.3614 | -186.5121
15:00 | -115.2541 | 72.9905 | 218.1612 | 18.8009 | 6.0432 | -177.7376
15:30 | -132.8676 | 83.4247 | 224.839 | 20.8568 | 3.4657 | -188.0702
16:00 | -127.9785 | 79.3117 | 215.8005 | 20.6635 | -2.0434 | -168.3543
16:30 | -111.1881 | 86.5561 | 197.719 | 25.692 | -15.5996 | -169.0169
17:00 | -66.1121 | 78.9401 | 201.4519 | 33.4837 | -86.0657 | -140.6151
17:30 | -16.9051 | 65.0388 | 168.8508 | 35.157 | -116.6065 | -130.7349
18:00 | 6.8546 | 45.6663 | 167.9144 | 42.59 | -128.897 | -139.8413
18:30 | -1.4671 | 21.2241 | 183.5926 | 51.132 | -128.4738 | -146.6429
19:00 | 6.8121 | 21.7989 | 188.7603 | 51.5617 | -149.5353 | -143.6241
19:30 | -1.7665 | -21.3841 | 176.4104 | 54.1159 | -153.5153 | -84.5951
20:00 | 2.4405 | -3.5684 | 61.6249 | 59.4243 | -57.848 | -80.1143
20:30 | 32.0873 | -3.8542 | 82.3301 | 62.3698 | -56.6077 | -139.2244
21:00 | 58.4938 | -14.3999 | 71.2862 | 65.2722 | -47.7084 | -159.3489
21:30 | 72.7317 | -19.8177 | 69.8064 | 67.0996 | -56.5419 | -157.4783
22:00 | 31.3261 | -6.5631 | 96.6318 | 61.0111 | -52.5388 | -153.7073
22:30 | 12.0517 | -1.1587 | 130.0243 | 49.9913 | -77.8851 | -146.8244
23:00 | 2.806 | -1.0801 | 156.3882 | 43.1408 | -86.5996 | -142.6803
23:30 | -13.5721 | 13.8294 | 167.9807 | 37.8259 | -93.2335 | -136.905

## Figure 93
Quarterly Energy Dynamics - Q4 2021 | [6 empty] | Contents
Figures from the report, January 2022
Figure 93 Wind and solar facilities play their largest role yet in setting the Balancing Price
Price-setting Balancing Portfolio and fuel type of non-Balancing portfolio facilities – Q4 2019 to Q4 2021
% [LHS]; $/MWh [RHS]
Year | Quarter | Balancing Portfolio [LHS] | Coal [LHS] | Gas and Distillate [LHS] | Wind and Solar [LHS] | Average Balancing Price [RHS]
2019 | Q4 | 76.8% | 7% | 15.5% | 0.7023% | 52.6706
2020 | Q1 | 72.57% | 8.173% | 18.32% | 0.9386% | 53.6696
| Q2 | 63.9% | 10.58% | 24.59% | 0.9386% | 52.2452
| Q3 | 58.81% | 13.25% | 25.48% | 2.468% | 48.1478
| Q4 | 49.88% | 15.76% | 27.27% | 7.089% | 41.66
2021 | Q1 | 53.26% | 19.63% | 20.05% | 7.06% | 45.5925
| Q2 | 67.99% | 10.37% | 18.06% | 3.571% | 57.7093
| Q3 | 62% | 16.08% | 15.78% | 6.137% | 48.6805
| Q4 | 57.61% | 15.76% | 17.72% | 8.915% | 47.4729

## Figure 94
Quarterly Energy Dynamics - Q4 2021 | [5 empty] | Contents
Figures from the report, January 2022
Figure 94 Solar, wind and coal generation displaces gas generation throughout the day
Average change in WEM generation – Q4 2021 versus Q4 2020
MW
TIME | Coal | Solar | Wind | Gas & Distillate | Distributed PV
0:00 | 113.06 | 0.05 | 37.52 | -88.59 | 0
0:30 | 113.91 | 0.05 | 43.63 | -97.31 | 0
1:00 | 108.87 | 0.05 | 50.12 | -99.3 | 0
1:30 | 105.11 | 0.05 | 51.24 | -99.51 | 0
2:00 | 100.12 | 0.05 | 56 | -100.55 | 0
2:30 | 100.53 | 0.05 | 52.8 | -96.98 | 0
3:00 | 104.41 | 0.05 | 47.55 | -94.8 | 0
3:30 | 109.65 | 0.05 | 34.66 | -87.18 | 0
4:00 | 114.46 | 0.05 | 33.88 | -92.44 | 0
4:30 | 114.05 | 0.05 | 39.06 | -95.23 | 0
5:00 | 111.23 | 0.35 | 45.41 | -92.62 | 0
5:30 | 107.69 | 0.86 | 47.11 | -89.44 | 0.81287
6:00 | 106.96 | 5.76 | 46.38 | -95.8 | 10.0842
6:30 | 103.73 | 15.54 | 44.19 | -108.76 | 30.4258
7:00 | 95.26 | 26.31 | 22.16 | -105.94 | 49.6208
7:30 | 83.41 | 28.84 | 6.79 | -112.58 | 71.1532
8:00 | 74.5 | 30.65 | -5.22 | -114.54 | 121.561
8:30 | 62.32 | 31.25 | -19.47 | -118.93 | 152.2278
9:00 | 51.29 | 34.84 | -16.53 | -130.51 | 173.4427
9:30 | 41.49 | 32.23 | -9.94 | -145.34 | 196.0738
10:00 | 33.12 | 32.62 | -8.24 | -146.28 | 197.4926
10:30 | 28.53 | 32.28 | -7.12 | -148.54 | 215.9287
11:00 | 28.51 | 33.94 | -2.19 | -151.93 | 226.4701
11:30 | 31.61 | 33.39 | -1.64 | -170.35 | 261.1388
12:00 | 27.76 | 33.75 | -8.32 | -168.9 | 263.8591
12:30 | 24.98 | 33.67 | -8.75 | -174.13 | 265.4186
13:00 | 24.13 | 34.53 | -12.23 | -175.7 | 267.4262
13:30 | 24.1 | 35.57 | -15.61 | -177.13 | 269.1024
14:00 | 20.68 | 36.29 | -19.17 | -170.55 | 251.6549
14:30 | 21.47 | 37.35 | -0.36 | -174.65 | 223.9215
15:00 | 26.29 | 35.24 | 13.14 | -174.59 | 204.641
15:30 | 35.88 | 32.13 | 25.48 | -174.76 | 171.8741
16:00 | 43.3 | 26.6 | 37.84 | -162.57 | 120.1346
16:30 | 53.82 | 24.73 | 47.62 | -149.33 | 85.9414
17:00 | 71.96 | 14.93 | 47.3 | -123.72 | 56.3308
17:30 | 85.52 | 4.97 | 39.16 | -88.39 | 25.5742
18:00 | 97.11 | 1.22 | 28.81 | -61.76 | 5.0736
18:30 | 109.73 | 0.24 | 22.82 | -50.77 | 0.70632
19:00 | 111.93 | 0.04 | 15.82 | -43.67 | 0
19:30 | 113.81 | 0.04 | 21.71 | -49.02 | 0
20:00 | 115.97 | 0.05 | 29.5 | -57.17 | 0
20:30 | 120.94 | 0.05 | 24.37 | -58.29 | 0
21:00 | 125.88 | 0.05 | 24.58 | -62.47 | 0
21:30 | 128.74 | 0.05 | 26.66 | -69.16 | 0
22:00 | 130.02 | 0.05 | 32.12 | -81.93 | 0
22:30 | 123.45 | 0.05 | 37.01 | -85.07 | 0
23:00 | 119.27 | 0.05 | 40.33 | -92.61 | 0
23:30 | 111.84 | 0.05 | 38.44 | -87.27 | 0

## Figure 95
Quarterly Energy Dynamics - Q4 2021 |  |  |  | Contents
Figures from the report, January 2022
Figure 95 Renewable energy meets a record share of underlying demand in the WEM
Q4 renewable energy generation share – 2013 to 2021
%
Year | Grid Solar | Wind | Distributed PV
2006 | 0% | 4.597% | 0%
2007 | 0% | 4.814% | 0%
2008 | 0% | 3.994% | 0%
2009 | 0% | 4.219% | 0%
2010 | 0% | 4.464% | 0%
2011 | 0% | 7.749% | 0%
2012 | 0.1439% | 7.787% | 2.575%
2013 | 0.1464% | 9.083% | 3.361%
2014 | 0.1436% | 9.157% | 4.193%
2015 | 0.1323% | 8.519% | 4.896%
2016 | 0.145% | 9.717% | 6.617%
2017 | 0.1329% | 9.065% | 8.001%
2018 | 0.2101% | 9.165% | 10.21%
2019 | 0.3134% | 12.21% | 12.22%
2020 | 1.942% | 18.12% | 15.35%
2021 | 2.5% | 18.41% | 18.35%

## Figure 96
Quarterly Energy Dynamics - Q4 2021 |  |  | Contents
Figures from the report, January 2022
Figure 96 Greater variance between daily minimum and maximum operational demand is resulting in increases in average daily ramp rates and gas generation
Q4 average maximum and minimum demand since 2006 and average change in gas generation between those intervals
MW [LHS, RHS]
Year | Delta Gas Generation | Operational Demand Spread
2006 | 125.9275 | 557.5253
2007 | 120.5959 | 586.6079
2008 | 158.1158 | 595.7895
2009 | 111.9288 | 575.3456
2010 | 134.9952 | 541.1008
2011 | 159.7725 | 531.4388
2012 | 125.8147 | 535.2999
2013 | 125.1116 | 526.7246
2014 | 155.6831 | 491.0267
2015 | 157.2844 | 513.1568
2016 | 144.1275 | 574.6175
2017 | 196.8121 | 636.6915
2018 | 183.2237 | 706.5705
2019 | 278.3688 | 912.3183
2020 | 313.1543 | 1041.7477
2021 | 368.2492 | 1254.1379

## Figure 97
Quarterly Energy Dynamics - Q4 2021 | [5 empty] | Contents
Figures from the report, January 2022
Figure 97 Total cost of operating the power system increased by 10.4% in Q4 2021
Ancillary services costs and constrained compensation by quarter – Q4 2020 to Q4 2021
$million
Year | Quarter | LFAS Payments | Load Rejection and System Restart | Spinning Reserve | Constrained Payments
2020 | Q4 | 18.6096 | 1.0089 | 3.4538 | 0.71727
2021 | Q1 | 15.9489 | 1.0089 | 3.6659 | 0.60349
| Q2 | 15.4672 | 1.0089 | 4.2846 | 0.522
| Q3 | 14.9807 | 2.6889 | 2.5642 | 0.9642
| Q4 Projected | 16.0203 | 2.6889 | 2.7713 | 1.9314

## Figure 98
Quarterly Energy Dynamics - Q4 2021 | [6 empty] | Contents
Figures from the report, January 2022
Figure 98 Average LFAS prices increased this quarter for the first time since Q4 2020
LFAS costs and prices – Q4 2017 to Q4 2021
$million [LHS]; $/MW [RHS]
Year | Quarter | LFAS Up Price [RHS] | LFAS Down Price [RHS] | LFAS Up Cost [LHS] | LFAS Down Cost [LHS] | Backup LFAS Cost [LHS]
2017 | Q4 | 19.4964 | 40.1366 | 6.1989 | 12.7627 | 0
2018 | Q1 | 16.9239 | 40.9489 | 5.2613 | 12.7297 | 0.007094
| Q2 | 17.5606 | 40.3343 | 5.5225 | 12.6845 | 0
| Q3 | 15.163 | 37.6712 | 4.817 | 11.9228 | 0.07252
| Q4 | 27.8977 | 42.0972 | 8.8701 | 13.3836 | 0.12246
2019 | Q1 | 33.1709 | 33.0576 | 10.2982 | 10.2646 | 0.074791
| Q2 | 30.3582 | 30.8506 | 9.5458 | 9.7005 | 0
| Q3 | 28.5204 | 30.4879 | 8.9673 | 9.5701 | 0.29377
| Q4 | 24.6823 | 28.5399 | 7.5535 | 8.8032 | 0.1224
2020 | Q1 | 25.0674 | 26.4446 | 7.5159 | 8.0666 | 0.17443
| Q2 | 25.7088 | 27.7282 | 7.6231 | 8.4009 | 0.049988
| Q3 | 20.781 | 22.7361 | 6.3652 | 7.1158 | 0.10879
| Q4 | 21.7536 | 27.5992 | 8.1384 | 10.3697 | 0.10147
2021 | Q1 | 19.3991 | 24.1091 | 7.0524 | 8.7688 | 0.12772
| Q2 | 17.6855 | 23.9533 | 6.4935 | 8.7663 | 0.20751
| Q3 | 16.1794 | 21.6306 | 6.2391 | 8.318 | 0.42364
| Q4 | 17.1176 | 23.8403 | 6.677 | 9.2388 | 0.1045

## Figure 99
Quarterly Energy Dynamics - Q4 2021 |  |  |  | Contents
Figures from the report, January 2022
Figure 99 Constrained off compensation in Q4 2021 driven by several low load events in November
Constrained payments by time of day and average operational demand for Q4 2021
$ [LHS]; MW [RHS]
| Constrained Off Payments [LHS] | Constrained On Payments [LHS] | Average Operational Demand [RHS]
0:00 | 2513.2331 | 5302.3176 | 1885.9596
0:30 | 1355.3849 | 6741.6741 | 1848.1626
1:00 | 1848.6954 | 3154.0627 | 1822.2701
1:30 | 1265.282 | 3041.6491 | 1798.9767
2:00 | 2631.0557 | 4586.4856 | 1784.9832
2:30 | 3711.5709 | 2027.0651 | 1772.8546
3:00 | 2868.1726 | 2586.9643 | 1771.6422
3:30 | 2146.0294 | 2452.1319 | 1765.8423
4:00 | 2347.2838 | 1332.0698 | 1776.8247
4:30 | 4080.2192 | 1862.3609 | 1791.3493
5:00 | 1508.9743 | 3867.8121 | 1821.2133
5:30 | 717.0624 | 4757.8451 | 1832.7061
6:00 | 1392.5514 | 6616.6487 | 1869.2945
6:30 | 2555.2492 | 5982.3548 | 1859.3928
7:00 | 9508.42 | 11934.6614 | 1836.1096
7:30 | 713.876 | 7528.9291 | 1752.6932
8:00 | 12051.892 | 22039.3557 | 1678.4468
8:30 | 21997.0339 | 13414.2927 | 1584.3949
9:00 | 25799.4776 | 21845.2735 | 1521.5528
9:30 | 38923.4122 | 12577.5146 | 1462.3967
10:00 | 33797.3564 | 18318.8629 | 1432.1236
10:30 | 52451.0781 | 11601.7027 | 1411.0298
11:00 | 63342.4468 | 21209.5583 | 1408.1868
11:30 | 69339.6631 | 15074.1719 | 1395.2613
12:00 | 84150.8614 | 16066.3594 | 1390.0049
12:30 | 82440.016 | 21708.1584 | 1398.2186
13:00 | 99647.1745 | 14357.3763 | 1419.2513
13:30 | 105311.3729 | 15139.9221 | 1453.2475
14:00 | 103320.8844 | 17095.1503 | 1508.2445
14:30 | 77347.2595 | 8564.8564 | 1579.8023
15:00 | 81348.5529 | 9435.1131 | 1676.4042
15:30 | 40001.6913 | 5093.8923 | 1799.942
16:00 | 73232.4753 | 5319.6284 | 1942.353
16:30 | 16365.7033 | 1149.7816 | 2098.684
17:00 | 52553.6658 | 3158.3407 | 2242.858
17:30 | 90055.3743 | 3633.5716 | 2382.3972
18:00 | 10282.9582 | 15111.2168 | 2472.84
18:30 | 13951.1922 | 12548.6282 | 2529.5061
19:00 | 12308.3017 | 27454.6411 | 2528.6412
19:30 | 6097.511 | 29554.4951 | 2499.3995
20:00 | 9430.749 | 12131.6468 | 2443.415
20:30 | 5076.8878 | 19573.1903 | 2377.4184
21:00 | 34004.3333 | 18341.9139 | 2309.235
21:30 | 37865.3404 | 14634.0233 | 2232.0907
22:00 | 1858.6149 | 11835.0024 | 2145.4687
22:30 | 28687.158 | 5286.0046 | 2062.6399
23:00 | 1457.071 | 3827.1725 | 1989.0569
23:30 | 849.4991 | 4014.367 | 1929.5026